## Overview
| Rule based #1 | Ruled based #2 | Anchor load : 2nd largest peak | Anchor load : smallest peak | Anchor load : 2nd largest aggregated | Anchor load : smallest aggregated | Anchor load % of total peak load | Anchor load % of total aggregated load
CBD h | One plant at anchor load, other one spacial | Both spacially distributed | 2.17 | 11.42 | 2.68 | 8.91 | 24% | 28%
CBD m | One plant at anchor load, other one spacial | Both spacially distributed | 2.15 | 11.18 | 2.66 | 8.75 | 24% | 28%
CBD l | Both spacially distributed | One plant at anchor load, other one spacial | 2.13 | 10.74 | 2.63 | 8.56 | 24% | 28%
MIX h | One plant at anchor load, other one spacial | Both at anchor load | 6.01 | 27.69 | 5.61 | 17.51 | 53% | 48%
MIX m | One plant at anchor load, other one spacial | - | 5.93 | 26.34 | 5.52 | 16.96 | 52% | 47%
MIX l | One plant at anchor load, other one spacial | - | 5.87 | 24.64 | 5.4 | 16.43 | 52% | 47%
RES h | One plant at anchor load, other one spacial | Both spacially distributed | 3.07 | 7.58 | 1.98 | 5.06 | 35% | 25%
RES m | Both spacially distributed | One plant at anchor load, other one spacial | 2.97 | 7.29 | 1.94 | 4.95 | 34% | 25%
RES l | One plant at anchor load, other one spacial | Both spacially distributed | 2.8 | 7.09 | 1.89 | 4.85 | 33% | 25%
| Rule #1 | Ruled #2 | 2nd largest (peak) : Anchor | Minimum (peak) : Anchor | Anchor % of aggregated load
CBD h | One plant at anchor load, one spatial | Both spatially distributed | 1 : 2 | 1 : 11 | 28%
CBD m | One plant at anchor load, one spatial | Both spatially distributed | 1 : 2 | 1 : 11 | 28%
CBD l | Both spatially distributed | One plant at anchor load, one spatial | 1 : 2 | 1 : 11 | 28%
MIX h | One plant at anchor load, one spatial | Both at anchor load | 1 : 6 | 1 : 28 | 48%
MIX m | One plant at anchor load, one spatial | - | 1 : 6 | 1 : 26 | 47%
MIX l | One plant at anchor load, one spatial | - | 1 : 6 | 1 : 25 | 47%
RES h | One plant at anchor load, one spatial | Both spatially distributed | 1 : 3 | 1 : 8 | 25%
RES m | Both spatially distributed | One plant at anchor load, one spatial | 1 : 3 | 1 : 7 | 25%
RES l | One plant at anchor load, one spatial | Both spatially distributed | 1 : 3 | 1 : 7 | 25%
CBD h alt. | One plant at anchor load, one spatial | Both at anchor load | 1:1 | 1:13 | 28%
CBD m alt. | One plant at anchor load, one spatial | Both at geographic center | 1:1 | 1:13 | 28%
CBD l alt. | One plant at anchor load, one spatial | Both spatially distributed | 1:1 | 1:13 | 28%
MIX h alt. | One plant at anchor load, one spatial | - | 1:1 | 1:28 | 32%
MIX m alt. | Both spatially distributed | One plant at anchor load, one spatial | 1:1 | 1:24 | 32%
MIX l alt. | Both spatially distributed | One plant at anchor load, one spatial | 1:1 | 1:23 | 32%
RES h alt. | Both at geographic center | Both near anchor load | 1:9 | 1:23 | 62%
RES m alt. | Both spatially distributed | Both near anchor load | 1:9 | 1:23 | 62%
RES l alt. | Both spatially distributed | Both near anchor load | 1:9 | 1:23 | 62%
| Rule #1 | Ruled #2 | 2nd largest (peak) : Anchor | Minimum (peak) : Anchor | Anchor % of aggregated load
CBD h | One plant at anchor load, one spatial | Both spatially distributed | 1 : 2 | 1 : 11 | 28%
MIX h | One plant at anchor load, one spatial | Both at anchor load | 1 : 6 | 1 : 28 | 48%
RES h | One plant at anchor load, one spatial | Both spatially distributed | 1 : 3 | 1 : 8 | 25%
CBD m alt. | One plant at anchor load, one spatial | Both at geographic center | 1:1 | 1:13 | 28%
MIX m alt. | Both spatially distributed | One plant at anchor load, one spatial | 1:1 | 1:24 | 32%
RES h alt. | Both at geographic center | Both near anchor load | 1:9 | 1:23 | 62%
RES m alt. | Both spatially distributed | Both near anchor load | 1:9 | 1:23 | 62%

## WTP_CBD_h
| individual | opex | capex | opex_heat | opex_pump | opex_dis_loads | opex_dis_build | opex_plant |  | capex_network |  | capex_pump | capex_dis_loads | capex_dis_build | capex_plant | total | plant_buildings | number_of_plants | supplied_loads | disconnected_buildings | has_loops
31 | [0.0, 0.0, 0.0, 0.0, 0.0, 0.0, 0.0, 0.0, 0.0, 0.0, 0.0, 1.0, 1.0, 0.0, 0.0, 0.0] | 6539363.8784 | 68843.1888 | 6465401.1494 | 73838.7358 | 0 | 0 | 123.9933 |  | 47049.6975 |  | 19313.6255 | 0 | 0 | 2479.8657 | 6608207.0672 | B006B007 | 2 | ahuaruscu |  | 0
27 | [0.0, 0.0, 0.0, 0.0, 0.0, 0.0, 0.0, 0.0, 0.0, 0.0, 0.0, 1.0, 0.0, 0.0, 1.0, 0.0] | 6540755.8218 | 68178.0335 | 6465466.2122 | 75165.6164 | 0 | 0 | 123.9932 |  | 45835.6743 |  | 19862.4961 | 0 | 0 | 2479.8631 | 6608933.8553 | B006B009 | 2 | ahuaruscu |  | 0
22 | [0.0, 0.0, 0.0, 0.0, 0.0, 0.0, 0.0, 0.0, 0.0, 0.0, 0.0, 0.0, 0.0, 1.0, 1.0, 0.0] | 6540863.5219 | 68180.8479 | 6465466.0508 | 75273.478 | 0 | 0 | 123.9932 |  | 45835.6743 |  | 19865.3105 | 0 | 0 | 2479.8631 | 6609044.3698 | B008B009 | 2 | ahuaruscu |  | 0
10 | [0.0, 0.0, 0.0, 0.0, 0.0, 0.0, 0.0, 0.0, 0.0, 0.0, 1.0, 0.0, 1.0, 0.0, 0.0, 0.0] | 6543490.5977 | 69139.1454 | 6465398.751 | 77967.8531 | 0 | 0 | 123.9936 |  | 47120.296 |  | 19538.9771 | 0 | 0 | 2479.8723 | 6612629.7432 | B005B007 | 2 | ahuaruscu |  | 0
19 | [0.0, 0.0, 0.0, 0.0, 0.0, 0.0, 0.0, 0.0, 0.0, 0.0, 1.0, 0.0, 0.0, 0.0, 1.0, 0.0] | 6544880.5941 | 68471.0436 | 6465463.9522 | 79292.6484 | 0 | 0 | 123.9935 |  | 45906.2728 |  | 20084.9009 | 0 | 0 | 2479.8699 | 6613351.6377 | B005B009 | 2 | ahuaruscu |  | 0
5 | [0.0, 0.0, 0.0, 0.0, 0.0, 0.0, 0.0, 0.0, 0.0, 1.0, 0.0, 0.0, 0.0, 1.0, 0.0, 0.0] | 6543970.2854 | 69644.3631 | 6465623.721 | 78222.5711 | 0 | 0 | 123.9933 |  | 47625.6291 |  | 19538.8671 | 0 | 0 | 2479.8669 | 6613614.6485 | B004B008 | 2 | ahuaruscu |  | 0
21 | [0.0, 0.0, 0.0, 0.0, 0.0, 0.0, 1.0, 0.0, 0.0, 0.0, 0.0, 0.0, 0.0, 0.0, 1.0, 0.0] | 6545864.5692 | 68542.7469 | 6465464.0644 | 80276.5113 | 0 | 0 | 123.9935 |  | 45906.2728 |  | 20156.6043 | 0 | 0 | 2479.8698 | 6614407.3162 | B001B009 | 2 | ahuaruscu |  | 0
6 | [0.0, 0.0, 0.0, 0.0, 0.0, 0.0, 0.0, 0.0, 0.0, 0.0, 1.0, 1.0, 0.0, 0.0, 0.0, 0.0] | 6545324.2467 | 69642.1611 | 6465621.5256 | 79578.7279 | 0 | 0 | 123.9932 |  | 47597.6894 |  | 19564.6079 | 0 | 0 | 2479.8638 | 6614966.4078 | B005B006 | 2 | ahuaruscu |  | 0
7 | [0.0, 0.0, 0.0, 0.0, 0.0, 0.0, 0.0, 0.0, 0.0, 0.0, 1.0, 0.0, 0.0, 1.0, 0.0, 0.0] | 6545432.0233 | 69644.9817 | 6465621.3594 | 79686.6707 | 0 | 0 | 123.9932 |  | 47597.6894 |  | 19567.4285 | 0 | 0 | 2479.8638 | 6615077.005 | B005B008 | 2 | ahuaruscu |  | 0
29 | [0.0, 0.0, 0.0, 0.0, 0.0, 0.0, 1.0, 0.0, 0.0, 0.0, 0.0, 1.0, 0.0, 0.0, 0.0, 0.0] | 6546307.6562 | 69714.6139 | 6465621.6792 | 80561.9838 | 0 | 0 | 123.9932 |  | 47597.6894 |  | 19637.0607 | 0 | 0 | 2479.8638 | 6616022.2701 | B001B006 | 2 | ahuaruscu |  | 0
0 | [0.0, 0.0, 0.0, 0.0, 0.0, 0.0, 1.0, 0.0, 0.0, 1.0, 0.0, 0.0, 0.0, 0.0, 0.0, 0.0] | 6548967.2715 | 70007.8137 | 6465622.0726 | 83221.2052 | 0 | 0 | 123.9937 |  | 47696.2275 |  | 19831.7125 | 0 | 0 | 2479.8737 | 6618975.0852 | B001B004 | 2 | ahuaruscu |  | 0
28 | [0.0, 0.0, 0.0, 0.0, 0.0, 0.0, 0.0, 0.0, 0.0, 1.0, 0.0, 0.0, 1.0, 0.0, 0.0, 0.0] | 6546882.0126 | 76676.6576 | 6465414.952 | 81343.067 | 0 | 0 | 123.9936 |  | 48821.773 |  | 25375.012 | 0 | 0 | 2479.8726 | 6623558.6702 | B004B007 | 2 | ahuaruscu |  | 0
24 | [0.0, 0.0, 0.0, 0.0, 0.0, 0.0, 0.0, 0.0, 0.0, 0.0, 0.0, 1.0, 0.0, 0.0, 0.0, 1.0] | 6550093.8372 | 73622.7583 | 6465251.6834 | 84718.1603 | 0 | 0 | 123.9935 |  | 52996.1712 |  | 18146.7172 | 0 | 0 | 2479.8699 | 6623716.5954 | B006B010 | 2 | ahuaruscu |  | 0
4 | [0.0, 0.0, 0.0, 0.0, 0.0, 0.0, 0.0, 0.0, 0.0, 0.0, 0.0, 0.0, 0.0, 1.0, 0.0, 1.0] | 6550201.5596 | 73625.6989 | 6465251.5938 | 84825.9723 | 0 | 0 | 123.9935 |  | 52996.1712 |  | 18149.6578 | 0 | 0 | 2479.8699 | 6623827.2585 | B008B010 | 2 | ahuaruscu |  | 0
12 | [0.0, 0.0, 0.0, 0.0, 0.0, 0.0, 0.0, 0.0, 0.0, 0.0, 0.0, 1.0, 0.0, 1.0, 0.0, 0.0] | 6549893.3006 | 76680.4788 | 6465638.2858 | 84131.0214 | 0 | 0 | 123.9934 |  | 49576.2589 |  | 24624.3527 | 0 | 0 | 2479.8672 | 6626573.7794 | B006B008 | 2 | ahuaruscu |  | 0
3 | [0.0, 0.0, 0.0, 0.0, 0.0, 0.0, 0.0, 1.0, 0.0, 0.0, 0.0, 0.0, 1.0, 0.0, 0.0, 0.0] | 6556474.3884 | 71488.861 | 6465467.3274 | 90883.067 | 0 | 0 | 123.994 |  | 50418.7617 |  | 18590.2198 | 0 | 0 | 2479.8795 | 6627963.2494 | B002B007 | 2 | ahuaruscu |  | 0
9 | [0.0, 0.0, 0.0, 0.0, 0.0, 0.0, 0.0, 0.0, 0.0, 0.0, 1.0, 0.0, 0.0, 0.0, 0.0, 1.0] | 6554224.4789 | 73926.0852 | 6465249.0688 | 88851.4163 | 0 | 0 | 123.9938 |  | 53066.7697 |  | 18379.439 | 0 | 0 | 2479.8765 | 6628150.5641 | B005B010 | 2 | ahuaruscu |  | 0
23 | [0.0, 0.0, 0.0, 0.0, 0.0, 0.0, 0.0, 1.0, 0.0, 0.0, 0.0, 0.0, 0.0, 0.0, 1.0, 0.0] | 6557864.2714 | 70833.2757 | 6465532.5284 | 92207.7492 | 0 | 0 | 123.9939 |  | 49204.7386 |  | 19148.6601 | 0 | 0 | 2479.877 | 6628697.5471 | B002B009 | 2 | ahuaruscu |  | 0
11 | [0.0, 0.0, 0.0, 0.0, 0.0, 0.0, 1.0, 0.0, 0.0, 0.0, 0.0, 0.0, 0.0, 0.0, 0.0, 1.0] | 6555208.4191 | 74000.8497 | 6465249.097 | 89835.3283 | 0 | 0 | 123.9938 |  | 53066.7697 |  | 18454.2035 | 0 | 0 | 2479.8765 | 6629209.2688 | B001B010 | 2 | ahuaruscu |  | 0
15 | [0.0, 0.0, 0.0, 0.0, 0.0, 0.0, 0.0, 1.0, 0.0, 0.0, 0.0, 1.0, 0.0, 0.0, 0.0, 0.0] | 6558303.7625 | 71992.1393 | 6465690.6802 | 92489.0888 | 0 | 0 | 123.9936 |  | 50896.1551 |  | 18616.1132 | 0 | 0 | 2479.871 | 6630295.9019 | B002B006 | 2 | ahuaruscu |  | 0
17 | [0.0, 0.0, 0.0, 0.0, 0.0, 0.0, 0.0, 1.0, 0.0, 0.0, 0.0, 0.0, 0.0, 1.0, 0.0, 0.0] | 6558411.5104 | 71995.0278 | 6465690.5222 | 92596.9947 | 0 | 0 | 123.9935 |  | 50896.1551 |  | 18619.0017 | 0 | 0 | 2479.871 | 6630406.5382 | B002B008 | 2 | ahuaruscu |  | 0
30 | [0.0, 0.0, 0.0, 0.0, 0.0, 0.0, 0.0, 1.0, 0.0, 1.0, 0.0, 0.0, 0.0, 0.0, 0.0, 0.0] | 6560966.5126 | 72290.5494 | 6465690.5738 | 95151.9447 | 0 | 0 | 123.994 |  | 50994.6933 |  | 18815.9753 | 0 | 0 | 2479.8808 | 6633257.062 | B002B004 | 2 | ahuaruscu |  | 0
25 | [0.0, 0.0, 0.0, 0.0, 0.0, 0.0, 1.0, 0.0, 0.0, 0.0, 1.0, 0.0, 0.0, 0.0, 0.0, 0.0] | 6554800.8357 | 79114.3831 | 6465638.0496 | 89038.7923 | 0 | 0 | 123.9938 |  | 49448.3322 |  | 27186.1757 | 0 | 0 | 2479.8752 | 6633915.2188 | B001B005 | 2 | ahuaruscu |  | 0
13 | [0.0, 0.0, 0.0, 0.0, 0.0, 0.0, 0.0, 1.0, 0.0, 0.0, 0.0, 0.0, 0.0, 0.0, 0.0, 1.0] | 6567208.2557 | 76242.9694 | 6465317.6092 | 101766.6523 | 0 | 0 | 123.9942 |  | 56365.2354 |  | 17397.8504 | 0 | 0 | 2479.8836 | 6643451.2251 | B002B010 | 2 | ahuaruscu |  | 0
2 | [0.0, 0.0, 0.0, 0.0, 0.0, 0.0, 0.0, 0.0, 1.0, 0.0, 0.0, 0.0, 1.0, 0.0, 0.0, 0.0] | 6569536.3241 | 74705.6458 | 6465532.9582 | 103879.3716 | 0 | 0 | 123.9943 |  | 55489.9014 |  | 16735.8581 | 0 | 0 | 2479.8863 | 6644241.9699 | B003B007 | 2 | ahuaruscu |  | 0
20 | [0.0, 0.0, 0.0, 0.0, 0.0, 0.0, 0.0, 0.0, 1.0, 0.0, 0.0, 0.0, 0.0, 0.0, 1.0, 0.0] | 6570926.4639 | 74085.1595 | 6465598.1342 | 105204.3355 | 0 | 0 | 123.9942 |  | 54275.8782 |  | 17329.3976 | 0 | 0 | 2479.8838 | 6645011.6234 | B003B009 | 2 | ahuaruscu |  | 0
1 | [0.0, 0.0, 0.0, 0.0, 0.0, 0.0, 0.0, 0.0, 0.0, 0.0, 0.0, 0.0, 1.0, 0.0, 1.0, 0.0] | 6564743.7118 | 81979.1433 | 6465449.6392 | 99170.0787 | 0 | 0 | 123.9939 |  | 53855.185 |  | 25644.0809 | 0 | 0 | 2479.8773 | 6646722.8551 | B007B009 | 2 | ahuaruscu |  | 0
8 | [0.0, 0.0, 0.0, 0.0, 0.0, 0.0, 0.0, 1.0, 0.0, 0.0, 1.0, 0.0, 0.0, 0.0, 0.0, 0.0] | 6566794.5796 | 80996.8831 | 6465706.539 | 100964.0464 | 0 | 0 | 123.9941 |  | 52746.798 |  | 25770.2027 | 0 | 0 | 2479.8824 | 6647791.4626 | B002B005 | 2 | ahuaruscu |  | 0
16 | [0.0, 0.0, 0.0, 0.0, 0.0, 0.0, 0.0, 0.0, 1.0, 1.0, 0.0, 0.0, 0.0, 0.0, 0.0, 0.0] | 6574028.4019 | 75522.2735 | 6465756.2114 | 108148.1961 | 0 | 0 | 123.9944 |  | 56065.8329 |  | 16976.5529 | 0 | 0 | 2479.8877 | 6649550.6753 | B003B004 | 2 | ahuaruscu |  | 0
26 | [0.0, 0.0, 0.0, 0.0, 0.0, 0.0, 1.0, 1.0, 0.0, 0.0, 0.0, 0.0, 0.0, 0.0, 0.0, 0.0] | 6567141.7097 | 84322.6104 | 6465713.229 | 101304.4865 | 0 | 0 | 123.9942 |  | 53798.6699 |  | 28044.0573 | 0 | 0 | 2479.8833 | 6651464.3201 | B001B002 | 2 | ahuaruscu |  | 0
18 | [0.0, 0.0, 0.0, 0.0, 0.0, 0.0, 0.0, 0.0, 0.0, 0.0, 0.0, 0.0, 0.0, 0.0, 1.0, 1.0] | 6575471.1136 | 86284.8394 | 6465299.9302 | 110047.1893 | 0 | 0 | 123.9941 |  | 59801.6587 |  | 24003.2992 | 0 | 0 | 2479.8815 | 6661755.953 | B009B010 | 2 | ahuaruscu |  | 0
14 | [0.0, 0.0, 0.0, 0.0, 0.0, 0.0, 0.0, 1.0, 1.0, 0.0, 0.0, 0.0, 0.0, 0.0, 0.0, 0.0] | 6585792.3846 | 95733.9988 | 6465800.7756 | 119867.6144 | 0 | 0 | 123.9946 |  | 66330.8401 |  | 26923.2663 | 0 | 0 | 2479.8923 | 6681526.3834 | B002B003 | 2 | ahuaruscu |  | 0
|  | 46428.5062 | 26890.8101 | 399.6262 | 46028.8787 | 0 | 0 | 0.0013329 | 0 | 19281.1426 | 0 | 7609.6408 | 0 | 0 | 0.026657 | 73319.3163
Price deviation maximum to minimum:
1.11%
One plant close to anchor load
One plant spacially distributed

## WTP_CBD_m
| individual | opex | capex | opex_heat | opex_pump | opex_dis_loads | opex_dis_build | opex_plant | capex_network | capex_pump | capex_dis_loads | capex_dis_build | capex_plant | total | plant_buildings | number_of_plants | supplied_loads | disconnected_buildings | has_loops
31 | [0.0, 0.0, 0.0, 0.0, 0.0, 0.0, 0.0, 0.0, 0.0, 0.0, 0.0, 1.0, 1.0, 0.0, 0.0, 0.0] | 4930142.1123 | 58506.1399 | 4882800.6498 | 47245.5683 | 0 | 0 | 95.8942 | 45007.8207 | 11580.4345 | 0 | 0 | 1917.8847 | 4988648.2522 | B006B007 | 2 | ahuaruscu |  | 0
24 | [0.0, 0.0, 0.0, 0.0, 0.0, 0.0, 0.0, 0.0, 0.0, 0.0, 0.0, 0.0, 0.0, 1.0, 1.0, 0.0] | 4930586.4469 | 58155.4823 | 4882888.2448 | 47602.3079 | 0 | 0 | 95.8942 | 44323.8919 | 11913.7058 | 0 | 0 | 1917.8847 | 4988741.9293 | B008B009 | 2 | ahuaruscu |  | 0
11 | [0.0, 0.0, 0.0, 0.0, 0.0, 0.0, 0.0, 0.0, 0.0, 0.0, 1.0, 0.0, 1.0, 0.0, 0.0, 0.0] | 4932492.8795 | 58926.3603 | 4882810.5638 | 49586.4212 | 0 | 0 | 95.8945 | 45415.7685 | 11592.7014 | 0 | 0 | 1917.8903 | 4991419.2398 | B005B007 | 2 | ahuaruscu |  | 0
30 | [0.0, 0.0, 0.0, 0.0, 0.0, 0.0, 1.0, 0.0, 0.0, 0.0, 0.0, 0.0, 1.0, 0.0, 0.0, 0.0] | 4932647.2332 | 58899.3963 | 4882809.3796 | 49741.9591 | 0 | 0 | 95.8945 | 45415.7685 | 11565.7376 | 0 | 0 | 1917.8902 | 4991546.6295 | B001B007 | 2 | ahuaruscu |  | 0
23 | [0.0, 0.0, 0.0, 0.0, 0.0, 0.0, 1.0, 0.0, 0.0, 0.0, 0.0, 0.0, 0.0, 0.0, 1.0, 0.0] | 4933042.5113 | 58549.851 | 4882897.2538 | 50049.3629 | 0 | 0 | 95.8945 | 44731.8397 | 11900.121 | 0 | 0 | 1917.8902 | 4991592.3622 | B001B009 | 2 | ahuaruscu |  | 0
7 | [0.0, 0.0, 0.0, 0.0, 0.0, 0.0, 0.0, 0.0, 0.0, 1.0, 0.0, 0.0, 0.0, 1.0, 0.0, 0.0] | 4934115.9151 | 59048.671 | 4883017.215 | 51002.8058 | 0 | 0 | 95.8942 | 45332.276 | 11798.5103 | 0 | 0 | 1917.8846 | 4993164.586 | B004B008 | 2 | ahuaruscu |  | 0
8 | [0.0, 0.0, 0.0, 0.0, 0.0, 0.0, 0.0, 0.0, 0.0, 0.0, 1.0, 1.0, 0.0, 0.0, 0.0, 0.0] | 4935940.7046 | 59196.9529 | 4883017.8958 | 52826.9146 | 0 | 0 | 95.8941 | 45316.5359 | 11962.5343 | 0 | 0 | 1917.8826 | 4995137.6575 | B005B006 | 2 | ahuaruscu |  | 0
29 | [0.0, 0.0, 0.0, 0.0, 0.0, 0.0, 1.0, 0.0, 0.0, 0.0, 0.0, 0.0, 0.0, 1.0, 0.0, 0.0] | 4936142.519 | 59169.0814 | 4883016.5684 | 53030.0565 | 0 | 0 | 95.8941 | 45316.5359 | 11934.663 | 0 | 0 | 1917.8825 | 4995311.6004 | B001B008 | 2 | ahuaruscu |  | 0
0 | [0.0, 0.0, 0.0, 0.0, 0.0, 0.0, 1.0, 0.0, 0.0, 1.0, 0.0, 0.0, 0.0, 0.0, 0.0, 0.0] | 4936569.3202 | 59442.6274 | 4883026.5238 | 53446.9019 | 0 | 0 | 95.8945 | 45740.2238 | 11784.5133 | 0 | 0 | 1917.8903 | 4996011.9477 | B001B004 | 2 | ahuaruscu |  | 0
27 | [0.0, 0.0, 0.0, 0.0, 0.0, 0.0, 0.0, 0.0, 0.0, 1.0, 0.0, 0.0, 1.0, 0.0, 0.0, 0.0] | 4934258.2642 | 63796.8313 | 4882817.2948 | 51345.0749 | 0 | 0 | 95.8945 | 46913.3535 | 14965.5877 | 0 | 0 | 1917.8901 | 4998055.0955 | B004B007 | 2 | ahuaruscu |  | 0
6 | [0.0, 0.0, 0.0, 0.0, 0.0, 0.0, 0.0, 0.0, 0.0, 0.0, 0.0, 0.0, 0.0, 1.0, 0.0, 1.0] | 4941133.0724 | 62588.381 | 4882696.1146 | 58341.0631 | 0 | 0 | 95.8947 | 49126.1679 | 11544.3194 | 0 | 0 | 1917.8937 | 5003721.4534 | B008B010 | 2 | ahuaruscu |  | 0
13 | [0.0, 0.0, 0.0, 0.0, 0.0, 0.0, 0.0, 0.0, 0.0, 0.0, 0.0, 1.0, 0.0, 1.0, 0.0, 0.0] | 4941439.7698 | 63706.9332 | 4883026.4422 | 58317.4334 | 0 | 0 | 95.8942 | 46887.3772 | 14901.6713 | 0 | 0 | 1917.8848 | 5005146.7031 | B006B008 | 2 | ahuaruscu |  | 0
21 | [0.0, 0.0, 0.0, 0.0, 0.0, 0.0, 1.0, 0.0, 0.0, 0.0, 1.0, 0.0, 0.0, 0.0, 0.0, 0.0] | 4939749.1958 | 65455.3475 | 4883033.5142 | 56619.787 | 0 | 0 | 95.8945 | 47300.6361 | 16236.8205 | 0 | 0 | 1917.891 | 5005204.5433 | B001B005 | 2 | ahuaruscu |  | 0
10 | [0.0, 0.0, 0.0, 0.0, 0.0, 0.0, 0.0, 0.0, 0.0, 0.0, 1.0, 0.0, 0.0, 0.0, 0.0, 1.0] | 4943438.48 | 63009.9296 | 4882705.9872 | 60636.5979 | 0 | 0 | 95.895 | 49534.1157 | 11557.9145 | 0 | 0 | 1917.8994 | 5006448.4096 | B005B010 | 2 | ahuaruscu |  | 0
12 | [0.0, 0.0, 0.0, 0.0, 0.0, 0.0, 1.0, 0.0, 0.0, 0.0, 0.0, 0.0, 0.0, 0.0, 0.0, 1.0] | 4943592.9531 | 62982.941 | 4882704.7748 | 60792.2833 | 0 | 0 | 95.895 | 49534.1157 | 11530.9261 | 0 | 0 | 1917.8992 | 5006575.8941 | B001B010 | 2 | ahuaruscu |  | 0
3 | [0.0, 0.0, 0.0, 0.0, 0.0, 0.0, 0.0, 0.0, 0.0, 0.0, 0.0, 0.0, 1.0, 0.0, 1.0, 0.0] | 4939510.6177 | 68392.4037 | 4882842.7102 | 56572.0129 | 0 | 0 | 95.8947 | 51946.7655 | 14527.7446 | 0 | 0 | 1917.8936 | 5007903.0214 | B007B009 | 2 | ahuaruscu |  | 0
5 | [0.0, 0.0, 0.0, 0.0, 0.0, 0.0, 0.0, 1.0, 0.0, 0.0, 0.0, 0.0, 1.0, 0.0, 0.0, 0.0] | 4946603.4377 | 61604.0159 | 4882848.5562 | 63658.9868 | 0 | 0 | 95.8947 | 47859.4409 | 11826.6806 | 0 | 0 | 1917.8944 | 5008207.4536 | B002B007 | 2 | ahuaruscu |  | 0
25 | [0.0, 0.0, 0.0, 0.0, 0.0, 0.0, 0.0, 1.0, 0.0, 0.0, 0.0, 1.0, 0.0, 0.0, 0.0, 0.0] | 4950047.6561 | 61872.0978 | 4883056.4474 | 66895.3143 | 0 | 0 | 95.8943 | 47760.2083 | 12194.0027 | 0 | 0 | 1917.8868 | 5011919.7539 | B002B006 | 2 | ahuaruscu |  | 0
19 | [0.0, 0.0, 0.0, 0.0, 0.0, 0.0, 0.0, 1.0, 0.0, 0.0, 0.0, 0.0, 0.0, 1.0, 0.0, 0.0] | 4950095.4564 | 61870.9806 | 4883056.2598 | 66943.3023 | 0 | 0 | 95.8943 | 47760.2083 | 12192.8857 | 0 | 0 | 1917.8867 | 5011966.4371 | B002B008 | 2 | ahuaruscu |  | 0
15 | [0.0, 0.0, 0.0, 0.0, 0.0, 0.0, 0.0, 1.0, 0.0, 1.0, 0.0, 0.0, 0.0, 0.0, 0.0, 0.0] | 4950525.1305 | 62145.7316 | 4883065.7258 | 67363.51 | 0 | 0 | 95.8947 | 48183.8961 | 12043.941 | 0 | 0 | 1917.8945 | 5012670.8621 | B002B004 | 2 | ahuaruscu |  | 0
1 | [0.0, 0.0, 0.0, 0.0, 0.0, 0.0, 0.0, 0.0, 0.0, 1.0, 0.0, 0.0, 0.0, 0.0, 0.0, 1.0] | 4945202.2757 | 67833.9419 | 4882712.8504 | 62393.5303 | 0 | 0 | 95.895 | 51031.7006 | 14884.3421 | 0 | 0 | 1917.8992 | 5013036.2176 | B004B010 | 2 | ahuaruscu |  | 0
4 | [0.0, 0.0, 0.0, 0.0, 0.0, 0.0, 0.0, 0.0, 1.0, 0.0, 0.0, 0.0, 1.0, 0.0, 0.0, 0.0] | 4957843.5938 | 65220.821 | 4882938.1008 | 74809.5979 | 0 | 0 | 95.8952 | 51957.7597 | 11345.1574 | 0 | 0 | 1917.9039 | 5023064.4149 | B003B007 | 2 | ahuaruscu |  | 0
22 | [0.0, 0.0, 0.0, 0.0, 0.0, 0.0, 0.0, 0.0, 1.0, 0.0, 0.0, 0.0, 0.0, 0.0, 1.0, 0.0] | 4958238.51 | 64873.3026 | 4883025.9776 | 75116.6372 | 0 | 0 | 95.8952 | 51273.8309 | 11681.5678 | 0 | 0 | 1917.9039 | 5023111.8126 | B003B009 | 2 | ahuaruscu |  | 0
14 | [0.0, 0.0, 0.0, 0.0, 0.0, 0.0, 0.0, 1.0, 0.0, 0.0, 0.0, 0.0, 0.0, 0.0, 0.0, 1.0] | 4957549.6865 | 65687.8196 | 4882743.943 | 74709.8483 | 0 | 0 | 95.8952 | 51977.788 | 11792.1281 | 0 | 0 | 1917.9035 | 5023237.506 | B002B010 | 2 | ahuaruscu |  | 0
26 | [0.0, 0.0, 0.0, 0.0, 0.0, 0.0, 1.0, 1.0, 0.0, 0.0, 0.0, 0.0, 0.0, 0.0, 0.0, 0.0] | 4954232.3392 | 70531.5613 | 4883077.674 | 71058.7704 | 0 | 0 | 95.8948 | 50440.635 | 18173.0305 | 0 | 0 | 1917.8958 | 5024763.9004 | B001B002 | 2 | ahuaruscu |  | 0
18 | [0.0, 0.0, 0.0, 0.0, 0.0, 0.0, 0.0, 0.0, 1.0, 0.0, 0.0, 1.0, 0.0, 0.0, 0.0, 0.0] | 4961285.8991 | 65493.5483 | 4883146.2296 | 78043.7747 | 0 | 0 | 95.8948 | 51858.5271 | 11717.1249 | 0 | 0 | 1917.8963 | 5026779.4474 | B003B006 | 2 | ahuaruscu |  | 0
2 | [0.0, 0.0, 0.0, 0.0, 0.0, 0.0, 0.0, 0.0, 1.0, 0.0, 0.0, 0.0, 0.0, 1.0, 0.0, 0.0] | 4961333.6832 | 65492.4159 | 4883146.0464 | 78091.742 | 0 | 0 | 95.8948 | 51858.5271 | 11715.9925 | 0 | 0 | 1917.8963 | 5026826.0991 | B003B008 | 2 | ahuaruscu |  | 0
17 | [0.0, 0.0, 0.0, 0.0, 0.0, 0.0, 0.0, 0.0, 1.0, 1.0, 0.0, 0.0, 0.0, 0.0, 0.0, 0.0] | 4961764.82 | 65765.374 | 4883155.2328 | 78513.692 | 0 | 0 | 95.8952 | 52282.215 | 11565.255 | 0 | 0 | 1917.9041 | 5027530.194 | B003B004 | 2 | ahuaruscu |  | 0
9 | [0.0, 0.0, 0.0, 0.0, 0.0, 0.0, 0.0, 0.0, 0.0, 0.0, 0.0, 0.0, 1.0, 0.0, 0.0, 1.0] | 4957581.9726 | 77532.3512 | 4882755.5328 | 74730.5446 | 0 | 0 | 95.8952 | 58795.0573 | 16819.3892 | 0 | 0 | 1917.9047 | 5035114.3239 | B007B010 | 2 | ahuaruscu |  | 0
20 | [0.0, 0.0, 0.0, 0.0, 0.0, 0.0, 0.0, 0.0, 1.0, 0.0, 1.0, 0.0, 0.0, 0.0, 0.0, 0.0] | 4964941.8151 | 71656.8026 | 4883162.2136 | 81683.7062 | 0 | 0 | 95.8952 | 53842.6273 | 15896.2706 | 0 | 0 | 1917.9047 | 5036598.6176 | B003B005 | 2 | ahuaruscu |  | 0
28 | [0.0, 0.0, 0.0, 0.0, 0.0, 0.0, 1.0, 0.0, 1.0, 0.0, 0.0, 0.0, 0.0, 0.0, 0.0, 0.0] | 4965468.6888 | 73865.718 | 4883167.3058 | 82205.4877 | 0 | 0 | 95.8953 | 54538.9539 | 17408.8588 | 0 | 0 | 1917.9053 | 5039334.4067 | B001B003 | 2 | ahuaruscu |  | 0
16 | [0.0, 0.0, 0.0, 0.0, 0.0, 0.0, 0.0, 1.0, 1.0, 0.0, 0.0, 0.0, 0.0, 0.0, 0.0, 0.0] | 4974157.0412 | 79446.8251 | 4883195.6196 | 90865.5262 | 0 | 0 | 95.8954 | 58941.0736 | 18587.8431 | 0 | 0 | 1917.9083 | 5053603.8662 | B002B003 | 2 | ahuaruscu |  | 0
|  | 44014.9289 | 20940.6852 | 394.9698 | 43619.9579 | 0 | 0 | 0.0011824 | 13933.2529 | 7007.4087 | 0 | 0 | 0.023648 | 64955.6141
Price deviation maximum to minimum:
1.302%

## WTP_CBD_l
| individual | opex | capex | opex_heat | opex_pump | opex_dis_loads | opex_dis_build | opex_plant | capex_network | capex_pump | capex_dis_loads | capex_dis_build | capex_plant | total | plant_buildings | number_of_plants | supplied_loads | disconnected_buildings | has_loops
18 | [0.0, 0.0, 0.0, 0.0, 0.0, 0.0, 1.0, 0.0, 0.0, 0.0, 0.0, 0.0, 0.0, 0.0, 1.0, 0.0] | 3331184.1615 | 48818.0162 | 3292767.5516 | 38349.1082 | 0 | 0 | 67.5017 | 37572.0633 | 9895.9179 | 0 | 0 | 1350.0349 | 3380002.1777 | B001B009 | 2 | ahuaruscu |  | 0
16 | [0.0, 0.0, 0.0, 0.0, 0.0, 0.0, 0.0, 0.0, 0.0, 0.0, 1.0, 0.0, 0.0, 0.0, 1.0, 0.0] | 3331533.8752 | 48724.4091 | 3292762.482 | 38703.8915 | 0 | 0 | 67.5017 | 37402.463 | 9971.9117 | 0 | 0 | 1350.0344 | 3380258.2843 | B005B009 | 2 | ahuaruscu |  | 0
19 | [0.0, 0.0, 0.0, 0.0, 0.0, 0.0, 0.0, 0.0, 0.0, 0.0, 0.0, 0.0, 0.0, 1.0, 1.0, 0.0] | 3331666.9229 | 48595.3256 | 3292766.9182 | 38832.5031 | 0 | 0 | 67.5016 | 37030.7601 | 10214.5336 | 0 | 0 | 1350.0319 | 3380262.2485 | B008B009 | 2 | ahuaruscu |  | 0
8 | [0.0, 0.0, 0.0, 0.0, 0.0, 0.0, 0.0, 0.0, 0.0, 0.0, 1.0, 0.0, 1.0, 0.0, 0.0, 0.0] | 3332642.8116 | 49445.354 | 3292692.564 | 39882.7458 | 0 | 0 | 67.5019 | 38233.9608 | 9861.3561 | 0 | 0 | 1350.0371 | 3382088.1657 | B005B007 | 2 | ahuaruscu |  | 0
28 | [0.0, 0.0, 0.0, 0.0, 0.0, 0.0, 0.0, 0.0, 0.0, 0.0, 0.0, 1.0, 1.0, 0.0, 0.0, 0.0] | 3332778.3782 | 49320.4587 | 3292697.251 | 40013.6255 | 0 | 0 | 67.5017 | 37862.258 | 10108.1661 | 0 | 0 | 1350.0347 | 3382098.8369 | B006B007 | 2 | ahuaruscu |  | 0
0 | [0.0, 0.0, 0.0, 0.0, 0.0, 0.0, 1.0, 0.0, 0.0, 1.0, 0.0, 0.0, 0.0, 0.0, 0.0, 0.0] | 3336623.9331 | 50237.7666 | 3292933.0972 | 43623.3339 | 0 | 0 | 67.502 | 38798.0231 | 10089.7044 | 0 | 0 | 1350.0391 | 3386861.6997 | B001B004 | 2 | ahuaruscu |  | 0
3 | [0.0, 0.0, 0.0, 0.0, 0.0, 0.0, 0.0, 0.0, 0.0, 1.0, 1.0, 0.0, 0.0, 0.0, 0.0, 0.0] | 3336973.6296 | 50143.5413 | 3292928.0292 | 43978.0985 | 0 | 0 | 67.5019 | 38628.4227 | 10165.0801 | 0 | 0 | 1350.0385 | 3387117.171 | B004B005 | 2 | ahuaruscu |  | 0
4 | [0.0, 0.0, 0.0, 0.0, 0.0, 0.0, 0.0, 0.0, 0.0, 1.0, 0.0, 0.0, 0.0, 1.0, 0.0, 0.0] | 3337111.0761 | 50013.0963 | 3292932.0684 | 44111.5059 | 0 | 0 | 67.5018 | 38256.7199 | 10406.3405 | 0 | 0 | 1350.0359 | 3387124.1724 | B004B008 | 2 | ahuaruscu |  | 0
17 | [0.0, 0.0, 0.0, 0.0, 0.0, 0.0, 0.0, 0.0, 0.0, 1.0, 0.0, 1.0, 0.0, 0.0, 0.0, 0.0] | 3337115.7156 | 50016.3144 | 3292932.253 | 44115.9608 | 0 | 0 | 67.5018 | 38256.7199 | 10409.5586 | 0 | 0 | 1350.036 | 3387132.03 | B004B006 | 2 | ahuaruscu |  | 0
9 | [0.0, 0.0, 0.0, 0.0, 0.0, 0.0, 0.0, 0.0, 0.0, 1.0, 0.0, 0.0, 0.0, 0.0, 1.0, 0.0] | 3335076.8424 | 52714.6136 | 3292787.6958 | 42221.6448 | 0 | 0 | 67.5018 | 38461.9851 | 12902.5919 | 0 | 0 | 1350.0366 | 3387791.456 | B004B009 | 2 | ahuaruscu |  | 0
26 | [0.0, 0.0, 0.0, 0.0, 0.0, 0.0, 1.0, 0.0, 0.0, 0.0, 0.0, 0.0, 0.0, 1.0, 0.0, 0.0] | 3338360.7358 | 50231.0558 | 3292937.165 | 45356.069 | 0 | 0 | 67.5017 | 38407.184 | 10473.8369 | 0 | 0 | 1350.035 | 3388591.7916 | B001B008 | 2 | ahuaruscu |  | 0
24 | [0.0, 0.0, 0.0, 0.0, 0.0, 0.0, 1.0, 0.0, 0.0, 0.0, 0.0, 1.0, 0.0, 0.0, 0.0, 0.0] | 3338365.1044 | 50234.2726 | 3292937.35 | 45360.2526 | 0 | 0 | 67.5017 | 38407.184 | 10477.0536 | 0 | 0 | 1350.035 | 3388599.377 | B001B006 | 2 | ahuaruscu |  | 0
6 | [0.0, 0.0, 0.0, 0.0, 0.0, 0.0, 0.0, 0.0, 0.0, 0.0, 1.0, 0.0, 0.0, 1.0, 0.0, 0.0] | 3338711.0213 | 50135.7798 | 3292932.0438 | 45711.4758 | 0 | 0 | 67.5017 | 38237.5837 | 10548.1618 | 0 | 0 | 1350.0344 | 3388846.8012 | B005B008 | 2 | ahuaruscu |  | 0
5 | [0.0, 0.0, 0.0, 0.0, 0.0, 0.0, 0.0, 0.0, 0.0, 0.0, 1.0, 1.0, 0.0, 0.0, 0.0, 0.0] | 3338715.4367 | 50138.9876 | 3292932.1866 | 45715.7484 | 0 | 0 | 67.5017 | 38237.5837 | 10551.3696 | 0 | 0 | 1350.0344 | 3388854.4243 | B005B006 | 2 | ahuaruscu |  | 0
23 | [0.0, 0.0, 0.0, 0.0, 0.0, 0.0, 0.0, 0.0, 0.0, 1.0, 0.0, 0.0, 1.0, 0.0, 0.0, 0.0] | 3336184.5114 | 53412.2314 | 3292717.83 | 43399.1795 | 0 | 0 | 67.502 | 39293.483 | 12768.709 | 0 | 0 | 1350.0394 | 3389596.7428 | B004B007 | 2 | ahuaruscu |  | 0
2 | [0.0, 0.0, 0.0, 0.0, 0.0, 0.0, 0.0, 1.0, 0.0, 0.0, 0.0, 0.0, 1.0, 0.0, 0.0, 0.0] | 3339083.1519 | 51708.8779 | 3292718.4052 | 46297.2447 | 0 | 0 | 67.502 | 40921.9448 | 9436.8931 | 0 | 0 | 1350.04 | 3390792.0298 | B002B007 | 2 | ahuaruscu |  | 0
12 | [0.0, 0.0, 0.0, 0.0, 0.0, 0.0, 0.0, 0.0, 0.0, 0.0, 0.0, 1.0, 0.0, 1.0, 0.0, 0.0] | 3341275.8781 | 54014.1376 | 3292957.8832 | 48250.493 | 0 | 0 | 67.5019 | 39786.483 | 12877.6165 | 0 | 0 | 1350.0381 | 3395290.0158 | B006B008 | 2 | ahuaruscu |  | 0
27 | [0.0, 0.0, 0.0, 0.0, 0.0, 0.0, 0.0, 1.0, 0.0, 1.0, 0.0, 0.0, 0.0, 0.0, 0.0, 0.0] | 3343413.7784 | 52412.9807 | 3292953.8976 | 50392.3787 | 0 | 0 | 67.5021 | 41316.4067 | 9746.5326 | 0 | 0 | 1350.0414 | 3395826.7591 | B002B004 | 2 | ahuaruscu |  | 0
21 | [0.0, 0.0, 0.0, 0.0, 0.0, 0.0, 1.0, 0.0, 0.0, 0.0, 1.0, 0.0, 0.0, 0.0, 0.0, 0.0] | 3341846.3268 | 55021.5078 | 3292958.7232 | 48820.1015 | 0 | 0 | 67.5021 | 39885.4849 | 13785.981 | 0 | 0 | 1350.0419 | 3396867.8345 | B001B005 | 2 | ahuaruscu |  | 0
15 | [0.0, 0.0, 0.0, 0.0, 0.0, 0.0, 0.0, 1.0, 0.0, 0.0, 0.0, 0.0, 0.0, 1.0, 0.0, 0.0] | 3345146.8994 | 52411.4382 | 3292958.5102 | 52120.8874 | 0 | 0 | 67.5019 | 40925.5677 | 10135.8332 | 0 | 0 | 1350.0373 | 3397558.3376 | B002B008 | 2 | ahuaruscu |  | 0
11 | [0.0, 0.0, 0.0, 0.0, 0.0, 0.0, 1.0, 0.0, 0.0, 0.0, 0.0, 0.0, 0.0, 0.0, 0.0, 1.0] | 3345277.174 | 52846.0698 | 3292536.5972 | 52673.0748 | 0 | 0 | 67.502 | 41547.9255 | 9948.1038 | 0 | 0 | 1350.0405 | 3398123.2438 | B001B010 | 2 | ahuaruscu |  | 0
7 | [0.0, 0.0, 0.0, 0.0, 0.0, 0.0, 0.0, 0.0, 0.0, 0.0, 1.0, 0.0, 0.0, 0.0, 0.0, 1.0] | 3345626.9167 | 52752.2896 | 3292531.5986 | 53027.8161 | 0 | 0 | 67.502 | 41378.3252 | 10023.9245 | 0 | 0 | 1350.0399 | 3398379.2062 | B005B010 | 2 | ahuaruscu |  | 0
20 | [0.0, 0.0, 0.0, 0.0, 0.0, 0.0, 0.0, 0.0, 0.0, 0.0, 0.0, 1.0, 0.0, 0.0, 0.0, 1.0] | 3345758.5272 | 52625.4447 | 3292536.5236 | 53154.5018 | 0 | 0 | 67.5019 | 41006.6224 | 10268.7848 | 0 | 0 | 1350.0375 | 3398383.9719 | B006B010 | 2 | ahuaruscu |  | 0
1 | [0.0, 0.0, 0.0, 0.0, 0.0, 0.0, 0.0, 0.0, 1.0, 0.0, 0.0, 0.0, 1.0, 0.0, 0.0, 0.0] | 3344887.1463 | 54455.1068 | 3292846.8318 | 51972.8118 | 0 | 0 | 67.5027 | 44598.9495 | 8506.1031 | 0 | 0 | 1350.0543 | 3399342.2531 | B003B007 | 2 | ahuaruscu |  | 0
13 | [0.0, 0.0, 0.0, 0.0, 0.0, 0.0, 0.0, 0.0, 1.0, 1.0, 0.0, 0.0, 0.0, 0.0, 0.0, 0.0] | 3349217.3866 | 55177.1837 | 3293082.2948 | 56067.589 | 0 | 0 | 67.5028 | 44993.4113 | 8833.7166 | 0 | 0 | 1350.0557 | 3404394.5703 | B003B004 | 2 | ahuaruscu |  | 0
14 | [0.0, 0.0, 0.0, 0.0, 0.0, 0.0, 0.0, 0.0, 1.0, 0.0, 0.0, 1.0, 0.0, 0.0, 0.0, 0.0] | 3350953.3433 | 55197.7307 | 3293087.4174 | 57798.4233 | 0 | 0 | 67.5026 | 44602.5723 | 9245.1068 | 0 | 0 | 1350.0517 | 3406151.074 | B003B006 | 2 | ahuaruscu |  | 0
22 | [0.0, 0.0, 0.0, 0.0, 0.0, 0.0, 1.0, 1.0, 0.0, 0.0, 0.0, 0.0, 0.0, 0.0, 0.0, 0.0] | 3349741.6347 | 59030.2924 | 3292978.8356 | 56695.2969 | 0 | 0 | 67.5022 | 42836.6975 | 14843.5507 | 0 | 0 | 1350.0442 | 3408771.9271 | B001B002 | 2 | ahuaruscu |  | 0
10 | [0.0, 0.0, 0.0, 0.0, 0.0, 0.0, 0.0, 0.0, 1.0, 0.0, 0.0, 0.0, 0.0, 0.0, 0.0, 1.0] | 3357872.3438 | 57775.3828 | 3292685.8922 | 65118.9487 | 0 | 0 | 67.5029 | 47743.3138 | 8682.0118 | 0 | 0 | 1350.0571 | 3415647.7265 | B003B010 | 2 | ahuaruscu |  | 0
25 | [0.0, 0.0, 0.0, 0.0, 0.0, 0.0, 1.0, 0.0, 1.0, 0.0, 0.0, 0.0, 0.0, 0.0, 0.0, 0.0] | 3355398.084 | 61231.2261 | 3293107.3522 | 62223.2289 | 0 | 0 | 67.5029 | 46513.7021 | 13367.4655 | 0 | 0 | 1350.0585 | 3416629.3102 | B001B003 | 2 | ahuaruscu |  | 0
|  | 24213.9225 | 12413.2099 | 339.8006 | 23874.1207 | 0 | 0 | 0.0011776 | 8941.6388 | 3471.5475 | 0 | 0 | 0.023551 | 36627.1324
Price deviation maximum to minimum:
1.084%

## WTP_MIX_h
| individual | opex | capex | opex_heat | opex_pump | opex_dis_loads | opex_dis_build | opex_plant | capex_network | capex_pump | capex_dis_loads | capex_dis_build | capex_plant | total | plant_buildings | number_of_plants | supplied_loads | disconnected_buildings | has_loops
33 | [0.0, 0.0, 0.0, 0.0, 0.0, 0.0, 1.0, 0.0, 0.0, 0.0, 0.0, 0.0, 1.0, 0.0, 0.0, 0.0] | 5436124.1589 | 60070.1723 | 5366585.2286 | 69440.0277 | 0 | 0 | 98.9025 | 43148.6301 | 14943.4914 | 0 | 0 | 1978.0508 | 5496194.3312 | B001B007 | 2 | ahuaruscu |  | 0
32 | [0.0, 0.0, 0.0, 0.0, 0.0, 0.0, 1.0, 0.0, 1.0, 0.0, 0.0, 0.0, 0.0, 0.0, 0.0, 0.0] | 5440399.7175 | 60090.3104 | 5366581.6642 | 73719.1507 | 0 | 0 | 98.9025 | 42822.5491 | 15289.7107 | 0 | 0 | 1978.0506 | 5500490.0278 | B001B003 | 2 | ahuaruscu |  | 0
28 | [0.0, 0.0, 0.0, 0.0, 0.0, 0.0, 0.0, 0.0, 0.0, 0.0, 0.0, 0.0, 0.0, 1.0, 1.0, 0.0] | 5441091.4473 | 60591.1932 | 5366563.1494 | 74429.3953 | 0 | 0 | 98.9026 | 43226.2711 | 15386.8706 | 0 | 0 | 1978.0515 | 5501682.6405 | B008B009 | 2 | ahuaruscu |  | 0
26 | [0.0, 0.0, 0.0, 0.0, 0.0, 0.0, 0.0, 0.0, 1.0, 0.0, 0.0, 0.0, 0.0, 0.0, 1.0, 0.0] | 5444208.0524 | 60955.494 | 5366558.9568 | 77550.193 | 0 | 0 | 98.9026 | 43735.8101 | 15241.6328 | 0 | 0 | 1978.0512 | 5505163.5464 | B003B009 | 2 | ahuaruscu |  | 0
27 | [0.0, 0.0, 0.0, 0.0, 0.0, 0.0, 1.0, 0.0, 0.0, 0.0, 0.0, 0.0, 0.0, 0.0, 1.0, 0.0] | 5445215.4171 | 62176.6984 | 5366585.2518 | 78531.2623 | 0 | 0 | 98.9031 | 45303.402 | 14895.2353 | 0 | 0 | 1978.0611 | 5507392.1156 | B001B009 | 2 | ahuaruscu |  | 0
35 | [0.0, 0.0, 0.0, 0.0, 0.0, 0.0, 0.0, 0.0, 0.0, 0.0, 0.0, 1.0, 1.0, 0.0, 0.0, 0.0] | 5443095.1442 | 64475.6753 | 5366631.1332 | 76365.1083 | 0 | 0 | 98.9028 | 44520.9474 | 17976.6722 | 0 | 0 | 1978.0557 | 5507570.8196 | B006B007 | 2 | ahuaruscu |  | 0
0 | [0.0, 0.0, 0.0, 0.0, 0.0, 0.0, 0.0, 0.0, 0.0, 0.0, 0.0, 0.0, 1.0, 1.0, 0.0, 0.0] | 5442715.1359 | 64855.8944 | 5366635.2276 | 75981.0055 | 0 | 0 | 98.9028 | 45000.1551 | 17877.6832 | 0 | 0 | 1978.0561 | 5507571.0303 | B007B008 | 2 | ahuaruscu |  | 0
1 | [0.0, 0.0, 0.0, 0.0, 0.0, 0.0, 1.0, 0.0, 0.0, 1.0, 0.0, 0.0, 0.0, 0.0, 0.0, 0.0] | 5446298.7414 | 62450.5546 | 5366623.2282 | 79576.6105 | 0 | 0 | 98.9027 | 45640.8942 | 14831.6058 | 0 | 0 | 1978.0546 | 5508749.2961 | B001B004 | 2 | ahuaruscu |  | 0
4 | [0.0, 0.0, 0.0, 0.0, 0.0, 0.0, 0.0, 0.0, 1.0, 0.0, 0.0, 0.0, 1.0, 0.0, 0.0, 0.0] | 5445829.629 | 65151.5121 | 5366631.434 | 79099.2922 | 0 | 0 | 98.9028 | 45509.6941 | 17663.7622 | 0 | 0 | 1978.0558 | 5510981.1411 | B003B007 | 2 | ahuaruscu |  | 0
31 | [0.0, 0.0, 0.0, 0.0, 0.0, 0.0, 0.0, 0.0, 0.0, 1.0, 0.0, 0.0, 1.0, 0.0, 0.0, 0.0] | 5447416.1322 | 64601.7261 | 5366644.0386 | 80673.1907 | 0 | 0 | 98.9028 | 45823.1387 | 16800.5305 | 0 | 0 | 1978.0569 | 5512017.8583 | B004B007 | 2 | ahuaruscu |  | 0
8 | [0.0, 0.0, 0.0, 0.0, 0.0, 0.0, 0.0, 0.0, 0.0, 1.0, 0.0, 0.0, 0.0, 1.0, 0.0, 0.0] | 5448576.066 | 64281.0828 | 5366644.946 | 81832.2172 | 0 | 0 | 98.9028 | 44987.5188 | 17315.507 | 0 | 0 | 1978.057 | 5512857.1488 | B004B008 | 2 | ahuaruscu |  | 0
34 | [0.0, 0.0, 0.0, 0.0, 0.0, 0.0, 0.0, 0.0, 0.0, 1.0, 0.0, 1.0, 0.0, 0.0, 0.0, 0.0] | 5448957.092 | 63955.9271 | 5366640.9068 | 82217.2824 | 0 | 0 | 98.9028 | 44508.3111 | 17469.5594 | 0 | 0 | 1978.0566 | 5512913.0191 | B004B006 | 2 | ahuaruscu |  | 0
14 | [0.0, 0.0, 0.0, 0.0, 0.0, 0.0, 0.0, 0.0, 0.0, 1.0, 0.0, 0.0, 0.0, 0.0, 1.0, 0.0] | 5450105.4806 | 63301.1137 | 5366600.7596 | 83405.8183 | 0 | 0 | 98.9028 | 46554.1552 | 14768.9033 | 0 | 0 | 1978.0553 | 5513406.5944 | B004B009 | 2 | ahuaruscu |  | 0
25 | [0.0, 0.0, 0.0, 0.0, 0.0, 0.0, 0.0, 0.0, 0.0, 0.0, 1.0, 0.0, 0.0, 0.0, 1.0, 0.0] | 5451237.6729 | 62290.8641 | 5366591.6382 | 84547.132 | 0 | 0 | 98.9027 | 45677.7415 | 14635.0681 | 0 | 0 | 1978.0545 | 5513528.537 | B005B009 | 2 | ahuaruscu |  | 0
21 | [0.0, 0.0, 0.0, 0.0, 0.0, 0.0, 0.0, 0.0, 1.0, 1.0, 0.0, 0.0, 0.0, 0.0, 0.0, 0.0] | 5451692.0161 | 64646.0321 | 5366641.2172 | 84951.8961 | 0 | 0 | 98.9028 | 45497.0577 | 17170.9176 | 0 | 0 | 1978.0567 | 5516338.0482 | B003B004 | 2 | ahuaruscu |  | 0
17 | [0.0, 0.0, 0.0, 0.0, 0.0, 0.0, 0.0, 0.0, 0.0, 0.0, 0.0, 1.0, 0.0, 1.0, 0.0, 0.0] | 5447098.2685 | 69507.795 | 5366651.8044 | 80347.5611 | 0 | 0 | 98.9029 | 48691.9965 | 18837.7398 | 0 | 0 | 1978.0587 | 5516606.0635 | B006B008 | 2 | ahuaruscu |  | 0
13 | [0.0, 0.0, 0.0, 0.0, 0.0, 0.0, 0.0, 0.0, 0.0, 0.0, 1.0, 0.0, 1.0, 0.0, 0.0, 0.0] | 5452857.6327 | 66466.8136 | 5366664.02 | 86094.7098 | 0 | 0 | 98.903 | 47451.6255 | 17037.1288 | 0 | 0 | 1978.0592 | 5519324.4463 | B005B007 | 2 | ahuaruscu |  | 0
3 | [0.0, 0.0, 0.0, 0.0, 0.0, 0.0, 0.0, 0.0, 1.0, 0.0, 0.0, 0.0, 0.0, 1.0, 0.0, 0.0] | 5449831.3084 | 70026.6956 | 5366652.2344 | 83080.1711 | 0 | 0 | 98.9029 | 49680.7432 | 18367.8936 | 0 | 0 | 1978.0588 | 5519858.0041 | B003B008 | 2 | ahuaruscu |  | 0
16 | [0.0, 0.0, 0.0, 0.0, 0.0, 0.0, 1.0, 0.0, 0.0, 0.0, 0.0, 0.0, 0.0, 0.0, 0.0, 1.0] | 5458618.7342 | 64443.6266 | 5366684.7066 | 91835.1246 | 0 | 0 | 98.9031 | 48062.9486 | 14402.6166 | 0 | 0 | 1978.0613 | 5523062.3608 | B001B010 | 2 | ahuaruscu |  | 0
7 | [0.0, 0.0, 0.0, 0.0, 0.0, 0.0, 0.0, 0.0, 0.0, 1.0, 1.0, 0.0, 0.0, 0.0, 0.0, 0.0] | 5458720.9805 | 65981.971 | 5366674.0974 | 91947.9801 | 0 | 0 | 98.903 | 47438.9892 | 16564.9217 | 0 | 0 | 1978.0601 | 5524702.9515 | B004B005 | 2 | ahuaruscu |  | 0
24 | [0.0, 0.0, 0.0, 0.0, 0.0, 0.0, 1.0, 1.0, 0.0, 0.0, 0.0, 0.0, 0.0, 0.0, 0.0, 0.0] | 5461019.5289 | 64837.7391 | 5366701.717 | 94218.9087 | 0 | 0 | 98.9032 | 48843.1842 | 14016.4918 | 0 | 0 | 1978.0631 | 5525857.268 | B001B002 | 2 | ahuaruscu |  | 0
10 | [0.0, 0.0, 0.0, 0.0, 0.0, 0.0, 0.0, 0.0, 1.0, 0.0, 0.0, 1.0, 0.0, 0.0, 0.0, 0.0] | 5454154.5459 | 72545.7476 | 5366668.5764 | 87387.0665 | 0 | 0 | 98.903 | 52072.7381 | 18494.9486 | 0 | 0 | 1978.0608 | 5526700.2935 | B003B006 | 2 | ahuaruscu |  | 0
30 | [0.0, 0.0, 0.0, 0.0, 0.0, 0.0, 0.0, 0.0, 0.0, 0.0, 0.0, 0.0, 0.0, 0.0, 1.0, 1.0] | 5462428.0826 | 65300.5399 | 5366662.044 | 95667.1355 | 0 | 0 | 98.9031 | 48976.2096 | 14346.2684 | 0 | 0 | 1978.0619 | 5527728.6226 | B009B010 | 2 | ahuaruscu |  | 0
22 | [0.0, 0.0, 0.0, 0.0, 0.0, 0.0, 0.0, 0.0, 0.0, 0.0, 0.0, 0.0, 1.0, 0.0, 0.0, 1.0] | 5464047.6265 | 69476.916 | 5366734.6042 | 97214.119 | 0 | 0 | 98.9033 | 50750.0936 | 16748.7558 | 0 | 0 | 1978.0666 | 5533524.5426 | B007B010 | 2 | ahuaruscu |  | 0
9 | [0.0, 0.0, 0.0, 0.0, 0.0, 0.0, 0.0, 0.0, 0.0, 0.0, 1.0, 1.0, 0.0, 0.0, 0.0, 0.0] | 5461180.1322 | 73773.6747 | 5366700.707 | 94380.522 | 0 | 0 | 98.9032 | 54014.6696 | 17780.9409 | 0 | 0 | 1978.0642 | 5534953.8069 | B005B006 | 2 | ahuaruscu |  | 0
5 | [0.0, 0.0, 0.0, 0.0, 0.0, 0.0, 0.0, 1.0, 0.0, 0.0, 0.0, 0.0, 1.0, 0.0, 0.0, 0.0] | 5466589.8079 | 69967.9742 | 5366751.639 | 99739.2655 | 0 | 0 | 98.9034 | 51530.3292 | 16459.5766 | 0 | 0 | 1978.0683 | 5536557.782 | B002B007 | 2 | ahuaruscu |  | 0
2 | [0.0, 0.0, 0.0, 0.0, 0.0, 0.0, 0.0, 0.0, 0.0, 1.0, 0.0, 0.0, 0.0, 0.0, 0.0, 1.0] | 5469910.8197 | 69000.7959 | 5366744.7428 | 103067.1736 | 0 | 0 | 98.9034 | 50737.4573 | 16285.2711 | 0 | 0 | 1978.0675 | 5538911.6157 | B004B010 | 2 | ahuaruscu |  | 0
19 | [0.0, 0.0, 0.0, 0.0, 0.0, 0.0, 0.0, 1.0, 0.0, 1.0, 0.0, 0.0, 0.0, 0.0, 0.0, 0.0] | 5472453.0395 | 69499.9655 | 5366761.7732 | 105592.3629 | 0 | 0 | 98.9035 | 51517.6928 | 16004.2034 | 0 | 0 | 1978.0693 | 5541953.005 | B002B004 | 2 | ahuaruscu |  | 0
6 | [0.0, 0.0, 0.0, 0.0, 0.0, 0.0, 0.0, 0.0, 0.0, 0.0, 0.0, 0.0, 0.0, 1.0, 0.0, 1.0] | 5468048.8518 | 74275.5777 | 5366755.1712 | 101194.7771 | 0 | 0 | 98.9035 | 54921.1427 | 17376.3653 | 0 | 0 | 1978.0696 | 5542324.4295 | B008B010 | 2 | ahuaruscu |  | 0
23 | [0.0, 0.0, 0.0, 0.0, 0.0, 0.0, 0.0, 1.0, 0.0, 0.0, 0.0, 0.0, 0.0, 1.0, 0.0, 0.0] | 5470590.9082 | 74743.3439 | 5366772.2044 | 103719.8003 | 0 | 0 | 98.9036 | 55701.3783 | 17063.8943 | 0 | 0 | 1978.0714 | 5545334.2522 | B002B008 | 2 | ahuaruscu |  | 0
29 | [0.0, 0.0, 0.0, 0.0, 0.0, 0.0, 0.0, 1.0, 0.0, 0.0, 0.0, 1.0, 0.0, 0.0, 0.0, 0.0] | 5474912.7547 | 77224.1422 | 5366788.2256 | 108025.6254 | 0 | 0 | 98.9037 | 58093.3732 | 17152.6956 | 0 | 0 | 1978.0733 | 5552136.8968 | B002B006 | 2 | ahuaruscu |  | 0
15 | [0.0, 0.0, 0.0, 0.0, 0.0, 0.0, 0.0, 0.0, 1.0, 0.0, 0.0, 0.0, 0.0, 0.0, 0.0, 1.0] | 5485502.2481 | 82379.4324 | 5366795.466 | 118607.8783 | 0 | 0 | 98.9038 | 61259.7815 | 19141.5752 | 0 | 0 | 1978.0758 | 5567881.6805 | B003B010 | 2 | ahuaruscu |  | 0
20 | [0.0, 0.0, 0.0, 0.0, 0.0, 0.0, 0.0, 1.0, 1.0, 0.0, 0.0, 0.0, 0.0, 0.0, 0.0, 0.0] | 5488043.9645 | 82809.6032 | 5366812.5008 | 121132.5598 | 0 | 0 | 98.9039 | 62040.017 | 18791.5086 | 0 | 0 | 1978.0776 | 5570853.5676 | B002B003 | 2 | ahuaruscu |  | 0
12 | [0.0, 0.0, 0.0, 0.0, 0.0, 0.0, 0.0, 0.0, 0.0, 0.0, 1.0, 0.0, 0.0, 0.0, 0.0, 1.0] | 5495645.0169 | 86133.7186 | 5366817.6752 | 128728.4378 | 0 | 0 | 98.9039 | 64758.047 | 19397.5929 | 0 | 0 | 1978.0786 | 5581778.7355 | B005B010 | 2 | ahuaruscu |  | 0
11 | [0.0, 0.0, 0.0, 0.0, 0.0, 0.0, 0.0, 1.0, 0.0, 0.0, 1.0, 0.0, 0.0, 0.0, 0.0, 0.0] | 5498186.6048 | 86547.6044 | 5366834.6968 | 131253.0039 | 0 | 0 | 98.904 | 65538.2826 | 19031.2414 | 0 | 0 | 1978.0804 | 5584734.2092 | B002B005 | 2 | ahuaruscu |  | 0
18 | [0.0, 0.0, 0.0, 0.0, 0.0, 0.0, 0.0, 1.0, 0.0, 0.0, 0.0, 0.0, 0.0, 0.0, 0.0, 1.0] | 5521494.2762 | 91030.4433 | 5366833.7122 | 154561.6599 | 0 | 0 | 98.9041 | 69085.6114 | 19966.7504 | 0 | 0 | 1978.0815 | 5612524.7195 | B002B010 | 2 | ahuaruscu |  | 0
|  | 85370.1173 | 30960.271 | 248.4836 | 85121.6322 | 0 | 0 | 0.0015368 | 25936.9813 | 5023.259 | 0 | 0 | 0.030735 | 116330.3884
Price deviation maximum to minimum:
2.117%

## WTP_MIX_m
| individual | opex | capex | opex_heat | opex_pump | opex_dis_loads | opex_dis_build | opex_plant | capex_network | capex_pump | capex_dis_loads | capex_dis_build | capex_plant | total | plant_buildings | number_of_plants | supplied_loads | disconnected_buildings | has_loops
27 | [0.0, 0.0, 0.0, 0.0, 0.0, 0.0, 1.0, 0.0, 0.0, 0.0, 0.0, 1.0, 0.0, 0.0, 0.0, 0.0] | 4109725.7087 | 51358.273 | 4059647.713 | 50003.2227 | 0 | 0 | 74.7731 | 38673.8717 | 11188.9403 | 0 | 0 | 1495.4611 | 4161083.9817 | B001B006 | 2 | ahuaruscu |  | 0
28 | [0.0, 0.0, 0.0, 0.0, 0.0, 0.0, 1.0, 0.0, 1.0, 0.0, 0.0, 0.0, 0.0, 0.0, 0.0, 0.0] | 4109607.2024 | 52034.0541 | 4059674.4226 | 49858.0066 | 0 | 0 | 74.7732 | 39875.9569 | 10662.6333 | 0 | 0 | 1495.464 | 4161641.2565 | B001B003 | 2 | ahuaruscu |  | 0
29 | [0.0, 0.0, 0.0, 0.0, 0.0, 0.0, 1.0, 0.0, 0.0, 0.0, 0.0, 0.0, 0.0, 1.0, 0.0, 0.0] | 4112758.621 | 51629.5549 | 4059647.661 | 53036.1869 | 0 | 0 | 74.773 | 38673.8717 | 11460.2222 | 0 | 0 | 1495.461 | 4164388.1758 | B001B008 | 2 | ahuaruscu |  | 0
25 | [0.0, 0.0, 0.0, 0.0, 0.0, 0.0, 0.0, 0.0, 0.0, 0.0, 0.0, 1.0, 0.0, 0.0, 1.0, 0.0] | 4113052.7244 | 52178.2413 | 4059619.1692 | 53358.7821 | 0 | 0 | 74.7731 | 39412.7261 | 11270.0539 | 0 | 0 | 1495.4613 | 4165230.9657 | B006B009 | 2 | ahuaruscu |  | 0
19 | [0.0, 0.0, 0.0, 0.0, 0.0, 0.0, 0.0, 0.0, 1.0, 0.0, 0.0, 0.0, 0.0, 0.0, 1.0, 0.0] | 4112934.6898 | 52855.4179 | 4059645.8152 | 53214.1014 | 0 | 0 | 74.7732 | 40614.8113 | 10745.1424 | 0 | 0 | 1495.4642 | 4165790.1077 | B003B009 | 2 | ahuaruscu |  | 0
21 | [0.0, 0.0, 0.0, 0.0, 0.0, 0.0, 0.0, 0.0, 0.0, 0.0, 0.0, 0.0, 0.0, 1.0, 1.0, 0.0] | 4116085.2115 | 52439.2894 | 4059619.1264 | 56391.312 | 0 | 0 | 74.7731 | 39412.7261 | 11531.102 | 0 | 0 | 1495.4612 | 4168524.5009 | B008B009 | 2 | ahuaruscu |  | 0
30 | [0.0, 0.0, 0.0, 0.0, 0.0, 0.0, 1.0, 0.0, 0.0, 0.0, 0.0, 0.0, 1.0, 0.0, 0.0, 0.0] | 4116738.4238 | 51888.2538 | 4059639.7104 | 57023.9404 | 0 | 0 | 74.773 | 38673.8717 | 11718.922 | 0 | 0 | 1495.4601 | 4168626.6776 | B001B007 | 2 | ahuaruscu |  | 0
23 | [0.0, 0.0, 0.0, 0.0, 0.0, 0.0, 1.0, 0.0, 0.0, 0.0, 1.0, 0.0, 0.0, 0.0, 0.0, 0.0] | 4119720.8147 | 53422.8217 | 4059699.2486 | 59946.7928 | 0 | 0 | 74.7733 | 40941.4731 | 10985.8821 | 0 | 0 | 1495.4665 | 4173143.6365 | B001B005 | 2 | ahuaruscu |  | 0
14 | [0.0, 0.0, 0.0, 0.0, 0.0, 0.0, 0.0, 0.0, 1.0, 1.0, 0.0, 0.0, 0.0, 0.0, 0.0, 0.0] | 4118275.5408 | 55376.8874 | 4059746.672 | 58454.0952 | 0 | 0 | 74.7736 | 42247.2878 | 11634.1278 | 0 | 0 | 1495.4717 | 4173652.4281 | B003B004 | 2 | ahuaruscu |  | 0
31 | [0.0, 0.0, 0.0, 0.0, 0.0, 0.0, 0.0, 0.0, 0.0, 0.0, 0.0, 1.0, 1.0, 0.0, 0.0, 0.0] | 4119587.9626 | 55024.4877 | 4059702.1108 | 59811.0784 | 0 | 0 | 74.7734 | 40145.8773 | 13383.1433 | 0 | 0 | 1495.4671 | 4174612.4503 | B006B007 | 2 | ahuaruscu |  | 0
2 | [0.0, 0.0, 0.0, 0.0, 0.0, 0.0, 0.0, 0.0, 1.0, 0.0, 0.0, 0.0, 1.0, 0.0, 0.0, 0.0] | 4119467.9949 | 55625.9338 | 4059729.033 | 59664.1884 | 0 | 0 | 74.7735 | 41347.9625 | 12782.5014 | 0 | 0 | 1495.4699 | 4175093.9288 | B003B007 | 2 | ahuaruscu |  | 0
5 | [0.0, 0.0, 0.0, 0.0, 0.0, 0.0, 0.0, 0.0, 0.0, 1.0, 0.0, 0.0, 0.0, 1.0, 0.0, 0.0] | 4121426.5295 | 55010.7401 | 4059719.53 | 61632.226 | 0 | 0 | 74.7734 | 41045.2026 | 12470.0686 | 0 | 0 | 1495.4688 | 4176437.2695 | B004B008 | 2 | ahuaruscu |  | 0
18 | [0.0, 0.0, 0.0, 0.0, 0.0, 0.0, 0.0, 0.0, 0.0, 0.0, 1.0, 0.0, 0.0, 0.0, 1.0, 0.0] | 4123048.8531 | 54243.3169 | 4059670.7434 | 63303.3363 | 0 | 0 | 74.7733 | 41680.3276 | 11067.5226 | 0 | 0 | 1495.4667 | 4177292.17 | B005B009 | 2 | ahuaruscu |  | 0
20 | [0.0, 0.0, 0.0, 0.0, 0.0, 0.0, 1.0, 0.0, 0.0, 0.0, 0.0, 0.0, 0.0, 0.0, 1.0, 0.0] | 4123758.4025 | 53911.3818 | 4059628.6254 | 64055.0037 | 0 | 0 | 74.7734 | 40503.2632 | 11912.6503 | 0 | 0 | 1495.4682 | 4177669.7843 | B001B009 | 2 | ahuaruscu |  | 0
0 | [0.0, 0.0, 0.0, 0.0, 0.0, 0.0, 0.0, 0.0, 0.0, 0.0, 0.0, 0.0, 1.0, 1.0, 0.0, 0.0] | 4122622.1341 | 55348.4858 | 4059701.9402 | 62845.4206 | 0 | 0 | 74.7733 | 40145.8773 | 13707.1415 | 0 | 0 | 1495.467 | 4177970.6199 | B007B008 | 2 | ahuaruscu |  | 0
26 | [0.0, 0.0, 0.0, 0.0, 0.0, 0.0, 0.0, 0.0, 0.0, 1.0, 0.0, 0.0, 1.0, 0.0, 0.0, 0.0] | 4125405.9649 | 55290.5172 | 4059711.2896 | 65619.9019 | 0 | 0 | 74.7734 | 41045.2026 | 12749.8467 | 0 | 0 | 1495.4679 | 4180696.4821 | B004B007 | 2 | ahuaruscu |  | 0
8 | [0.0, 0.0, 0.0, 0.0, 0.0, 0.0, 0.0, 0.0, 0.0, 1.0, 0.0, 0.0, 0.0, 0.0, 1.0, 0.0] | 4126658.5457 | 54780.7512 | 4059657.486 | 66926.2864 | 0 | 0 | 74.7733 | 41860.4168 | 11424.8693 | 0 | 0 | 1495.4651 | 4181439.2969 | B004B009 | 2 | ahuaruscu |  | 0
10 | [0.0, 0.0, 0.0, 0.0, 0.0, 0.0, 1.0, 0.0, 0.0, 0.0, 0.0, 0.0, 0.0, 0.0, 0.0, 1.0] | 4125658.9755 | 56000.6119 | 4059731.5166 | 65852.6854 | 0 | 0 | 74.7735 | 44562.7158 | 9942.4263 | 0 | 0 | 1495.4698 | 4181659.5874 | B001B010 | 2 | ahuaruscu |  | 0
24 | [0.0, 0.0, 0.0, 0.0, 0.0, 0.0, 1.0, 1.0, 0.0, 0.0, 0.0, 0.0, 0.0, 0.0, 0.0, 0.0] | 4127958.9591 | 56623.3122 | 4059744.7036 | 68139.482 | 0 | 0 | 74.7736 | 45234.8281 | 9893.0128 | 0 | 0 | 1495.4712 | 4184582.2713 | B001B002 | 2 | ahuaruscu |  | 0
7 | [0.0, 0.0, 0.0, 0.0, 0.0, 0.0, 0.0, 0.0, 0.0, 0.0, 1.0, 0.0, 1.0, 0.0, 0.0, 0.0] | 4129580.9099 | 57055.7102 | 4059753.8584 | 69752.2779 | 0 | 0 | 74.7736 | 42413.4788 | 13146.759 | 0 | 0 | 1495.4725 | 4186636.6201 | B005B007 | 2 | ahuaruscu |  | 0
11 | [0.0, 0.0, 0.0, 0.0, 0.0, 0.0, 0.0, 0.0, 0.0, 0.0, 0.0, 1.0, 0.0, 1.0, 0.0, 0.0] | 4131473.7701 | 59356.0907 | 4059696.315 | 71702.6818 | 0 | 0 | 74.7734 | 42738.5555 | 15122.0681 | 0 | 0 | 1495.4671 | 4190829.8608 | B006B008 | 2 | ahuaruscu |  | 0
1 | [0.0, 0.0, 0.0, 0.0, 0.0, 0.0, 0.0, 0.0, 1.0, 0.0, 0.0, 0.0, 0.0, 1.0, 0.0, 0.0] | 4131349.259 | 59645.0409 | 4059723.3354 | 71551.1501 | 0 | 0 | 74.7735 | 43940.6407 | 14208.9302 | 0 | 0 | 1495.47 | 4190994.2999 | B003B008 | 2 | ahuaruscu |  | 0
3 | [0.0, 0.0, 0.0, 0.0, 0.0, 0.0, 0.0, 1.0, 0.0, 0.0, 0.0, 0.0, 1.0, 0.0, 0.0, 0.0] | 4137817.2767 | 60123.093 | 4059799.4094 | 77943.0934 | 0 | 0 | 74.7739 | 46706.8338 | 11920.782 | 0 | 0 | 1495.4773 | 4197940.3697 | B002B007 | 2 | ahuaruscu |  | 0
15 | [0.0, 0.0, 0.0, 0.0, 0.0, 0.0, 0.0, 0.0, 1.0, 0.0, 0.0, 1.0, 0.0, 0.0, 0.0, 0.0] | 4138094.7965 | 61552.9898 | 4059720.137 | 78299.886 | 0 | 0 | 74.7735 | 45427.4784 | 14630.0414 | 0 | 0 | 1495.47 | 4199647.7863 | B003B006 | 2 | ahuaruscu |  | 0
4 | [0.0, 0.0, 0.0, 0.0, 0.0, 0.0, 0.0, 0.0, 0.0, 0.0, 0.0, 0.0, 0.0, 1.0, 0.0, 1.0] | 4147254.5079 | 63354.6077 | 4059780.2828 | 87399.4513 | 0 | 0 | 74.7738 | 48627.3996 | 13231.7322 | 0 | 0 | 1495.476 | 4210609.1156 | B008B010 | 2 | ahuaruscu |  | 0
17 | [0.0, 0.0, 0.0, 0.0, 0.0, 0.0, 0.0, 1.0, 0.0, 0.0, 0.0, 0.0, 0.0, 1.0, 0.0, 0.0] | 4149554.4899 | 63967.2488 | 4059793.5212 | 89686.1948 | 0 | 0 | 74.7739 | 49299.5119 | 13172.2595 | 0 | 0 | 1495.4773 | 4213521.7387 | B002B008 | 2 | ahuaruscu |  | 0
22 | [0.0, 0.0, 0.0, 0.0, 0.0, 0.0, 0.0, 0.0, 0.0, 0.0, 0.0, 1.0, 0.0, 0.0, 0.0, 1.0] | 4153996.5745 | 65124.8118 | 4059776.7604 | 94145.0403 | 0 | 0 | 74.7738 | 50114.2373 | 13515.0986 | 0 | 0 | 1495.4759 | 4219121.3863 | B006B010 | 2 | ahuaruscu |  | 0
13 | [0.0, 0.0, 0.0, 0.0, 0.0, 0.0, 0.0, 1.0, 0.0, 0.0, 0.0, 1.0, 0.0, 0.0, 0.0, 0.0] | 4156296.5096 | 65736.234 | 4059790.0044 | 96431.7314 | 0 | 0 | 74.7739 | 50786.3497 | 13454.407 | 0 | 0 | 1495.4773 | 4222032.7436 | B002B006 | 2 | ahuaruscu |  | 0
16 | [0.0, 0.0, 0.0, 0.0, 0.0, 0.0, 0.0, 0.0, 1.0, 0.0, 1.0, 0.0, 0.0, 0.0, 0.0, 0.0] | 4166158.7003 | 68143.5199 | 4059746.3366 | 106337.59 | 0 | 0 | 74.7737 | 49560.779 | 17087.2674 | 0 | 0 | 1495.4735 | 4234302.2202 | B003B005 | 2 | ahuaruscu |  | 0
9 | [0.0, 0.0, 0.0, 0.0, 0.0, 0.0, 0.0, 0.0, 1.0, 0.0, 0.0, 0.0, 0.0, 0.0, 0.0, 1.0] | 4172087.9203 | 70071.2347 | 4059778.4462 | 112234.7002 | 0 | 0 | 74.7738 | 53182.0216 | 15393.7362 | 0 | 0 | 1495.4768 | 4242159.1549 | B003B010 | 2 | ahuaruscu |  | 0
6 | [0.0, 0.0, 0.0, 0.0, 0.0, 0.0, 0.0, 1.0, 0.0, 0.0, 1.0, 0.0, 0.0, 0.0, 0.0, 0.0] | 4171726.1267 | 74413.8006 | 4059821.8602 | 111829.4924 | 0 | 0 | 74.7741 | 58228.8147 | 14689.504 | 0 | 0 | 1495.4819 | 4246139.9274 | B002B005 | 2 | ahuaruscu |  | 0
12 | [0.0, 0.0, 0.0, 0.0, 0.0, 0.0, 0.0, 1.0, 0.0, 0.0, 0.0, 0.0, 0.0, 0.0, 0.0, 1.0] | 4176220.5325 | 78800.8353 | 4059850.3076 | 116295.4506 | 0 | 0 | 74.7743 | 62630.9376 | 14674.4119 | 0 | 0 | 1495.4857 | 4255021.3678 | B002B010 | 2 | ahuaruscu |  | 0
|  | 66494.8238 | 27442.5623 | 202.5946 | 66292.2279 | 0 | 0 | 0.0012328 | 23957.066 | 3485.4716 | 0 | 0 | 0.024657 | 93937.386
Price deviation maximum to minimum:
2.258%

## WTP_mix_l
| individual | opex | capex | opex_heat | opex_pump | opex_dis_loads | opex_dis_build | opex_plant | capex_network | capex_pump | capex_dis_loads | capex_dis_build | capex_plant | total | plant_buildings | number_of_plants | supplied_loads | disconnected_buildings | has_loops
24 | [0.0, 0.0, 0.0, 0.0, 0.0, 0.0, 1.0, 0.0, 0.0, 0.0, 0.0, 1.0, 0.0, 0.0, 0.0, 0.0] | 2773217.5409 | 43195.2153 | 2739162.8262 | 34004.5587 | 0 | 0 | 50.156 | 33710.412 | 8481.6827 | 0 | 0 | 1003.1206 | 2816412.7562 | B001B006 | 2 | ahuaruscu |  | 0
26 | [0.0, 0.0, 0.0, 0.0, 0.0, 0.0, 1.0, 0.0, 0.0, 0.0, 0.0, 0.0, 0.0, 1.0, 0.0, 0.0] | 2775781.9604 | 43459.3565 | 2739162.7186 | 36569.0858 | 0 | 0 | 50.156 | 33710.412 | 8745.824 | 0 | 0 | 1003.1206 | 2819241.3169 | B001B008 | 2 | ahuaruscu |  | 0
25 | [0.0, 0.0, 0.0, 0.0, 0.0, 0.0, 1.0, 0.0, 1.0, 0.0, 0.0, 0.0, 0.0, 0.0, 0.0, 0.0] | 2775151.3257 | 44356.4217 | 2739198.5488 | 35902.6207 | 0 | 0 | 50.1562 | 34912.4972 | 8440.8001 | 0 | 0 | 1003.1244 | 2819507.7474 | B001B003 | 2 | ahuaruscu |  | 0
27 | [0.0, 0.0, 0.0, 0.0, 0.0, 0.0, 1.0, 0.0, 0.0, 0.0, 0.0, 0.0, 1.0, 0.0, 0.0, 0.0] | 2777091.6371 | 44500.5909 | 2739192.406 | 37849.0749 | 0 | 0 | 50.1562 | 34726.3308 | 8771.1364 | 0 | 0 | 1003.1236 | 2821592.228 | B001B007 | 2 | ahuaruscu |  | 0
20 | [0.0, 0.0, 0.0, 0.0, 0.0, 0.0, 0.0, 0.0, 0.0, 0.0, 0.0, 0.0, 0.0, 1.0, 1.0, 0.0] | 2779058.756 | 44212.1223 | 2739136.9806 | 39871.6193 | 0 | 0 | 50.1561 | 34422.1425 | 8786.8584 | 0 | 0 | 1003.1214 | 2823270.8783 | B008B009 | 2 | ahuaruscu |  | 0
18 | [0.0, 0.0, 0.0, 0.0, 0.0, 0.0, 0.0, 0.0, 0.0, 1.0, 0.0, 1.0, 0.0, 0.0, 0.0, 0.0] | 2777675.7074 | 45737.117 | 2739255.8624 | 38369.6885 | 0 | 0 | 50.1565 | 35841.7741 | 8892.2138 | 0 | 0 | 1003.1291 | 2823412.8244 | B004B006 | 2 | ahuaruscu |  | 0
28 | [0.0, 0.0, 0.0, 0.0, 0.0, 0.0, 0.0, 0.0, 1.0, 0.0, 0.0, 0.0, 0.0, 0.0, 1.0, 0.0] | 2778428.7436 | 45110.221 | 2739172.774 | 39205.8134 | 0 | 0 | 50.1563 | 35624.2277 | 8482.868 | 0 | 0 | 1003.1252 | 2823538.9646 | B003B009 | 2 | ahuaruscu |  | 0
17 | [0.0, 0.0, 0.0, 0.0, 0.0, 0.0, 1.0, 0.0, 0.0, 0.0, 1.0, 0.0, 0.0, 0.0, 0.0, 0.0] | 2777908.8651 | 46031.098 | 2739224.3804 | 38634.3284 | 0 | 0 | 50.1564 | 36913.8 | 8114.1709 | 0 | 0 | 1003.1271 | 2823939.9632 | B001B005 | 2 | ahuaruscu |  | 0
29 | [0.0, 0.0, 0.0, 0.0, 0.0, 0.0, 0.0, 0.0, 0.0, 0.0, 0.0, 1.0, 1.0, 0.0, 0.0, 0.0] | 2778328.1548 | 46480.6098 | 2739201.7894 | 39076.2092 | 0 | 0 | 50.1562 | 35326.462 | 10151.024 | 0 | 0 | 1003.1239 | 2824808.7646 | B006B007 | 2 | ahuaruscu |  | 0
3 | [0.0, 0.0, 0.0, 0.0, 0.0, 0.0, 0.0, 0.0, 0.0, 0.0, 0.0, 0.0, 1.0, 0.0, 1.0, 0.0] | 2780368.072 | 45253.2667 | 2739166.7352 | 41151.1806 | 0 | 0 | 50.1562 | 35438.0614 | 8812.0809 | 0 | 0 | 1003.1244 | 2825621.3387 | B007B009 | 2 | ahuaruscu |  | 0
6 | [0.0, 0.0, 0.0, 0.0, 0.0, 0.0, 0.0, 0.0, 0.0, 1.0, 0.0, 0.0, 0.0, 1.0, 0.0, 0.0] | 2780239.7504 | 46024.7495 | 2739255.5532 | 40934.0407 | 0 | 0 | 50.1565 | 35841.7741 | 9179.8463 | 0 | 0 | 1003.129 | 2826264.4999 | B004B008 | 2 | ahuaruscu |  | 0
14 | [0.0, 0.0, 0.0, 0.0, 0.0, 0.0, 0.0, 0.0, 1.0, 1.0, 0.0, 0.0, 0.0, 0.0, 0.0, 0.0] | 2779610.1646 | 46894.9746 | 2739291.7338 | 40268.2741 | 0 | 0 | 50.1566 | 37043.8593 | 8847.9824 | 0 | 0 | 1003.1329 | 2826505.1392 | B003B004 | 2 | ahuaruscu |  | 0
0 | [0.0, 0.0, 0.0, 0.0, 0.0, 0.0, 0.0, 0.0, 0.0, 0.0, 0.0, 0.0, 1.0, 1.0, 0.0, 0.0] | 2780893.2538 | 46767.6162 | 2739201.505 | 41641.5926 | 0 | 0 | 50.1562 | 35326.462 | 10438.0305 | 0 | 0 | 1003.1237 | 2827660.87 | B007B008 | 2 | ahuaruscu |  | 0
4 | [0.0, 0.0, 0.0, 0.0, 0.0, 0.0, 0.0, 0.0, 1.0, 0.0, 0.0, 0.0, 1.0, 0.0, 0.0, 0.0] | 2780261.7935 | 47638.7168 | 2739237.6562 | 40973.9809 | 0 | 0 | 50.1564 | 36528.5472 | 10107.042 | 0 | 0 | 1003.1277 | 2827900.5103 | B003B007 | 2 | ahuaruscu |  | 0
19 | [0.0, 0.0, 0.0, 0.0, 0.0, 0.0, 1.0, 0.0, 0.0, 0.0, 0.0, 0.0, 0.0, 0.0, 1.0, 0.0] | 2784427.5794 | 46560.8235 | 2739180.4404 | 45196.9825 | 0 | 0 | 50.1565 | 36561.94 | 8995.7533 | 0 | 0 | 1003.1303 | 2830988.4029 | B001B009 | 2 | ahuaruscu |  | 0
9 | [0.0, 0.0, 0.0, 0.0, 0.0, 0.0, 1.0, 0.0, 0.0, 0.0, 0.0, 0.0, 0.0, 0.0, 0.0, 1.0] | 2788495.6353 | 48872.561 | 2739256.4706 | 49189.0082 | 0 | 0 | 50.1565 | 39432.1855 | 8437.2451 | 0 | 0 | 1003.1304 | 2837368.1963 | B001B010 | 2 | ahuaruscu |  | 0
23 | [0.0, 0.0, 0.0, 0.0, 0.0, 0.0, 1.0, 1.0, 0.0, 0.0, 0.0, 0.0, 0.0, 0.0, 0.0, 0.0] | 2789800.4744 | 49293.5553 | 2739279.4524 | 50470.8654 | 0 | 0 | 50.1566 | 39992.7107 | 8297.7117 | 0 | 0 | 1003.1329 | 2839094.0297 | B001B002 | 2 | ahuaruscu |  | 0
10 | [0.0, 0.0, 0.0, 0.0, 0.0, 0.0, 0.0, 0.0, 0.0, 0.0, 0.0, 1.0, 0.0, 1.0, 0.0, 0.0] | 2791188.1834 | 49704.3005 | 2739230.9432 | 51907.0838 | 0 | 0 | 50.1564 | 37178.0008 | 11523.1723 | 0 | 0 | 1003.1274 | 2840892.4839 | B006B008 | 2 | ahuaruscu |  | 0
16 | [0.0, 0.0, 0.0, 0.0, 0.0, 0.0, 0.0, 0.0, 0.0, 0.0, 0.0, 0.0, 0.0, 0.0, 1.0, 1.0] | 2791773.9937 | 49626.3949 | 2739230.6684 | 52493.1688 | 0 | 0 | 50.1566 | 40143.916 | 8479.3475 | 0 | 0 | 1003.1313 | 2841400.3886 | B009B010 | 2 | ahuaruscu |  | 0
21 | [0.0, 0.0, 0.0, 0.0, 0.0, 0.0, 0.0, 1.0, 0.0, 0.0, 0.0, 0.0, 0.0, 0.0, 1.0, 0.0] | 2793078.9681 | 50047.9396 | 2739253.7232 | 53775.0882 | 0 | 0 | 50.1567 | 40704.4413 | 8340.3646 | 0 | 0 | 1003.1337 | 2843126.9076 | B002B009 | 2 | ahuaruscu |  | 0
2 | [0.0, 0.0, 0.0, 0.0, 0.0, 0.0, 0.0, 0.0, 1.0, 0.0, 0.0, 0.0, 0.0, 1.0, 0.0, 0.0] | 2793120.6858 | 50859.7306 | 2739266.9664 | 53803.5629 | 0 | 0 | 50.1566 | 38380.086 | 11476.5133 | 0 | 0 | 1003.1312 | 2843980.4164 | B003B008 | 2 | ahuaruscu |  | 0
15 | [0.0, 0.0, 0.0, 0.0, 0.0, 0.0, 0.0, 0.0, 0.0, 0.0, 0.0, 0.0, 1.0, 0.0, 0.0, 1.0] | 2793605.3891 | 52154.8673 | 2739295.6328 | 54259.5996 | 0 | 0 | 50.1567 | 41048.2355 | 10103.498 | 0 | 0 | 1003.1338 | 2845760.2564 | B007B010 | 2 | ahuaruscu |  | 0
1 | [0.0, 0.0, 0.0, 0.0, 0.0, 0.0, 0.0, 0.0, 0.0, 0.0, 1.0, 0.0, 0.0, 1.0, 0.0, 0.0] | 2795875.3401 | 52490.6065 | 2739292.5856 | 56532.5978 | 0 | 0 | 50.1567 | 40381.3889 | 11106.0837 | 0 | 0 | 1003.1339 | 2848365.9466 | B005B008 | 2 | ahuaruscu |  | 0
7 | [0.0, 0.0, 0.0, 0.0, 0.0, 0.0, 0.0, 0.0, 0.0, 0.0, 1.0, 1.0, 0.0, 0.0, 0.0, 0.0] | 2803467.6392 | 53970.5934 | 2739309.2944 | 64108.188 | 0 | 0 | 50.1568 | 41443.2013 | 11524.2561 | 0 | 0 | 1003.136 | 2857438.2326 | B005B006 | 2 | ahuaruscu |  | 0
5 | [0.0, 0.0, 0.0, 0.0, 0.0, 0.0, 0.0, 0.0, 0.0, 0.0, 0.0, 0.0, 0.0, 1.0, 0.0, 1.0] | 2806461.8045 | 55375.7709 | 2739324.7468 | 67086.9008 | 0 | 0 | 50.1569 | 42899.7744 | 11472.8592 | 0 | 0 | 1003.1373 | 2861837.5753 | B008B010 | 2 | ahuaruscu |  | 0
22 | [0.0, 0.0, 0.0, 0.0, 0.0, 0.0, 0.0, 0.0, 0.0, 0.0, 0.0, 1.0, 0.0, 0.0, 0.0, 1.0] | 2814053.3864 | 56861.497 | 2739341.3952 | 74661.8343 | 0 | 0 | 50.157 | 43961.5868 | 11896.7708 | 0 | 0 | 1003.1394 | 2870914.8834 | B006B010 | 2 | ahuaruscu |  | 0
13 | [0.0, 0.0, 0.0, 0.0, 0.0, 0.0, 0.0, 1.0, 0.0, 0.0, 0.0, 1.0, 0.0, 0.0, 0.0, 0.0] | 2815358.0286 | 57260.253 | 2739364.4704 | 75943.4011 | 0 | 0 | 50.1571 | 44522.112 | 11734.9992 | 0 | 0 | 1003.1418 | 2872618.2816 | B002B006 | 2 | ahuaruscu |  | 0
12 | [0.0, 0.0, 0.0, 0.0, 0.0, 0.0, 0.0, 1.0, 1.0, 0.0, 0.0, 0.0, 0.0, 0.0, 0.0, 0.0] | 2825553.2774 | 60416.4707 | 2739389.6536 | 86113.4665 | 0 | 0 | 50.1573 | 46277.2088 | 13136.1167 | 0 | 0 | 1003.1452 | 2885969.7481 | B002B003 | 2 | ahuaruscu |  | 0
8 | [0.0, 0.0, 0.0, 0.0, 0.0, 0.0, 0.0, 1.0, 0.0, 0.0, 1.0, 0.0, 0.0, 0.0, 0.0, 0.0] | 2834570.5776 | 62537.375 | 2739412.9438 | 95107.4764 | 0 | 0 | 50.1574 | 47832.9091 | 13701.3179 | 0 | 0 | 1003.148 | 2897107.9526 | B002B005 | 2 | ahuaruscu |  | 0
11 | [0.0, 0.0, 0.0, 0.0, 0.0, 0.0, 0.0, 1.0, 0.0, 0.0, 0.0, 0.0, 0.0, 0.0, 0.0, 1.0] | 2845465.4838 | 64796.5054 | 2739442.0726 | 105973.2536 | 0 | 0 | 50.1576 | 49790.5603 | 14002.7935 | 0 | 0 | 1003.1516 | 2910261.9892 | B002B010 | 2 | ahuaruscu |  | 0
|  | 72247.9429 | 21601.2901 | 279.2464 | 71968.6949 | 0 | 0 | 0.0015483 | 16080.1483 | 5521.1108 | 0 | 0 | 0.030965 | 93849.233
Price deviation maximum to minimum:
3.332%

## WTP_RES_h
| individual | opex | capex | opex_heat | opex_pump | opex_dis_loads | opex_dis_build | opex_plant | capex_network | capex_pump | capex_dis_loads | capex_dis_build | capex_plant | total | plant_buildings | number_of_plants | supplied_loads | disconnected_buildings | has_loops
16 | [0.0, 0.0, 0.0, 0.0, 0.0, 0.0, 0.0, 1.0, 0.0, 0.0, 0.0, 0.0, 0.0, 0.0, 0.0, 1.0] | 2508003.6806 | 36274.0847 | 2478420.5164 | 29540.7707 | 0 | 0 | 42.3935 | 29117.2399 | 6308.9748 | 0 | 0 | 847.87 | 2544277.7653 | B002B010 | 2 | ahuaruscu |  | 0
13 | [0.0, 0.0, 0.0, 0.0, 0.0, 0.0, 0.0, 0.0, 1.0, 0.0, 0.0, 0.0, 0.0, 0.0, 0.0, 1.0] | 2511361.6295 | 35626.0875 | 2478428.2942 | 32890.9418 | 0 | 0 | 42.3935 | 28061.5121 | 6716.7046 | 0 | 0 | 847.8708 | 2546987.7171 | B003B010 | 2 | ahuaruscu |  | 0
11 | [0.0, 0.0, 0.0, 0.0, 0.0, 0.0, 0.0, 0.0, 0.0, 0.0, 1.0, 0.0, 0.0, 0.0, 0.0, 1.0] | 2511298.4874 | 36000.2227 | 2478425.0622 | 32831.0317 | 0 | 0 | 42.3935 | 28573.183 | 6579.1694 | 0 | 0 | 847.8704 | 2547298.7101 | B005B010 | 2 | ahuaruscu |  | 0
6 | [0.0, 0.0, 0.0, 0.0, 0.0, 0.0, 0.0, 0.0, 0.0, 0.0, 0.0, 0.0, 0.0, 1.0, 0.0, 1.0] | 2509501.7241 | 38457.1001 | 2478456.8884 | 31002.442 | 0 | 0 | 42.3937 | 31651.4787 | 5957.7471 | 0 | 0 | 847.8742 | 2547958.8241 | B008B010 | 2 | ahuaruscu |  | 0
19 | [0.0, 0.0, 0.0, 0.0, 0.0, 0.0, 1.0, 1.0, 0.0, 0.0, 0.0, 0.0, 0.0, 0.0, 0.0, 0.0] | 2510951.6406 | 37518.7425 | 2478525.9088 | 32383.3378 | 0 | 0 | 42.394 | 30291.5441 | 6379.3186 | 0 | 0 | 847.8798 | 2548470.3831 | B001B002 | 2 | ahuaruscu |  | 0
28 | [0.0, 0.0, 0.0, 0.0, 0.0, 0.0, 0.0, 1.0, 0.0, 1.0, 0.0, 0.0, 0.0, 0.0, 0.0, 0.0] | 2512702.9126 | 38694.4279 | 2478518.5882 | 34141.9305 | 0 | 0 | 42.394 | 30057.8591 | 7788.6888 | 0 | 0 | 847.88 | 2551397.3405 | B002B004 | 2 | ahuaruscu |  | 0
27 | [0.0, 0.0, 0.0, 0.0, 0.0, 0.0, 1.0, 0.0, 0.0, 0.0, 0.0, 0.0, 0.0, 1.0, 0.0, 0.0] | 2512449.5686 | 39702.3024 | 2478562.3302 | 33844.8442 | 0 | 0 | 42.3942 | 32825.783 | 6028.6353 | 0 | 0 | 847.884 | 2552151.871 | B001B008 | 2 | ahuaruscu |  | 0
8 | [0.0, 0.0, 0.0, 0.0, 0.0, 0.0, 0.0, 0.0, 0.0, 0.0, 1.0, 1.0, 0.0, 0.0, 0.0, 0.0] | 2516131.6669 | 36729.6905 | 2478508.6154 | 37580.6575 | 0 | 0 | 42.3939 | 29021.4285 | 6860.3835 | 0 | 0 | 847.8785 | 2552861.3574 | B005B006 | 2 | ahuaruscu |  | 0
15 | [0.0, 0.0, 0.0, 0.0, 0.0, 0.0, 0.0, 0.0, 0.0, 0.0, 0.0, 1.0, 0.0, 1.0, 0.0, 0.0] | 2514335.4103 | 39190.2566 | 2478540.6574 | 35752.3588 | 0 | 0 | 42.3941 | 32099.7243 | 6242.6498 | 0 | 0 | 847.8825 | 2553525.6669 | B006B008 | 2 | ahuaruscu |  | 0
22 | [0.0, 0.0, 0.0, 0.0, 0.0, 0.0, 0.0, 0.0, 0.0, 0.0, 0.0, 0.0, 0.0, 1.0, 1.0, 0.0] | 2514418.4263 | 39255.0264 | 2478541.6878 | 35834.3443 | 0 | 0 | 42.3941 | 32171.3253 | 6235.8184 | 0 | 0 | 847.8826 | 2553673.4526 | B008B009 | 2 | ahuaruscu |  | 0
2 | [0.0, 0.0, 0.0, 0.0, 0.0, 0.0, 0.0, 0.0, 0.0, 1.0, 0.0, 0.0, 0.0, 0.0, 0.0, 1.0] | 2517336.8619 | 37063.9421 | 2478418.8892 | 38875.5792 | 0 | 0 | 42.3935 | 29465.4107 | 6750.6619 | 0 | 0 | 847.8696 | 2554400.804 | B004B010 | 2 | ahuaruscu |  | 0
7 | [0.0, 0.0, 0.0, 0.0, 0.0, 0.0, 0.0, 0.0, 0.0, 1.0, 0.0, 0.0, 0.0, 1.0, 0.0, 0.0] | 2514199.021 | 40699.6215 | 2478555.0396 | 35601.5872 | 0 | 0 | 42.3942 | 32592.0979 | 7259.6393 | 0 | 0 | 847.8843 | 2554898.6425 | B004B008 | 2 | ahuaruscu |  | 0
5 | [0.0, 0.0, 0.0, 0.0, 0.0, 0.0, 0.0, 0.0, 1.0, 0.0, 0.0, 0.0, 1.0, 0.0, 0.0, 0.0] | 2518391.8225 | 37519.5989 | 2478573.4606 | 39775.9676 | 0 | 0 | 42.3943 | 29990.1616 | 6681.5512 | 0 | 0 | 847.8862 | 2555911.4215 | B003B007 | 2 | ahuaruscu |  | 0
12 | [0.0, 0.0, 0.0, 0.0, 0.0, 0.0, 0.0, 0.0, 0.0, 0.0, 1.0, 0.0, 1.0, 0.0, 0.0, 0.0] | 2518328.1291 | 37893.5814 | 2478570.125 | 39715.6099 | 0 | 0 | 42.3943 | 30501.8324 | 6543.8632 | 0 | 0 | 847.8858 | 2556221.7106 | B005B007 | 2 | ahuaruscu |  | 0
0 | [0.0, 0.0, 0.0, 0.0, 0.0, 0.0, 0.0, 0.0, 0.0, 0.0, 0.0, 0.0, 1.0, 1.0, 0.0, 0.0] | 2516532.6814 | 40350.2396 | 2478602.1892 | 37888.0977 | 0 | 0 | 42.3945 | 33580.1282 | 5922.2216 | 0 | 0 | 847.8897 | 2556882.921 | B007B008 | 2 | ahuaruscu |  | 0
9 | [0.0, 0.0, 0.0, 0.0, 0.0, 0.0, 1.0, 0.0, 0.0, 1.0, 0.0, 0.0, 0.0, 0.0, 0.0, 0.0] | 2520284.6324 | 38307.8265 | 2478523.6742 | 41718.5643 | 0 | 0 | 42.394 | 30639.715 | 6820.2323 | 0 | 0 | 847.8792 | 2558592.4589 | B001B004 | 2 | ahuaruscu |  | 0
23 | [0.0, 0.0, 0.0, 0.0, 0.0, 0.0, 0.0, 0.0, 0.0, 0.0, 0.0, 1.0, 0.0, 0.0, 0.0, 1.0] | 2520719.5321 | 38436.0606 | 2478428.6972 | 42248.4414 | 0 | 0 | 42.3935 | 30854.2755 | 6733.9145 | 0 | 0 | 847.8706 | 2559155.5927 | B006B010 | 2 | ahuaruscu |  | 0
24 | [0.0, 0.0, 0.0, 0.0, 0.0, 0.0, 0.0, 0.0, 0.0, 0.0, 0.0, 0.0, 0.0, 0.0, 1.0, 1.0] | 2520802.4857 | 38500.9469 | 2478429.6938 | 42330.3984 | 0 | 0 | 42.3935 | 30925.8765 | 6727.1997 | 0 | 0 | 847.8707 | 2559303.4326 | B009B010 | 2 | ahuaruscu |  | 0
20 | [0.0, 0.0, 0.0, 0.0, 0.0, 0.0, 0.0, 0.0, 0.0, 1.0, 0.0, 1.0, 0.0, 0.0, 0.0, 0.0] | 2522239.944 | 37844.7192 | 2478502.1866 | 43695.3635 | 0 | 0 | 42.3939 | 29913.6563 | 7083.1854 | 0 | 0 | 847.8776 | 2560084.6632 | B004B006 | 2 | ahuaruscu |  | 0
14 | [0.0, 0.0, 0.0, 0.0, 0.0, 0.0, 0.0, 0.0, 0.0, 1.0, 0.0, 0.0, 0.0, 0.0, 1.0, 0.0] | 2522322.9458 | 37913.532 | 2478503.179 | 43777.373 | 0 | 0 | 42.3939 | 29985.2573 | 7080.3969 | 0 | 0 | 847.8777 | 2560236.4778 | B004B009 | 2 | ahuaruscu |  | 0
17 | [0.0, 0.0, 0.0, 0.0, 0.0, 0.0, 0.0, 0.0, 0.0, 0.0, 0.0, 0.0, 1.0, 0.0, 0.0, 1.0] | 2522914.1528 | 39599.1461 | 2478490.1526 | 44381.6063 | 0 | 0 | 42.3939 | 32334.6794 | 6416.5888 | 0 | 0 | 847.8779 | 2562513.299 | B007B010 | 2 | ahuaruscu |  | 0
26 | [0.0, 0.0, 0.0, 0.0, 0.0, 0.0, 0.0, 0.0, 0.0, 1.0, 0.0, 0.0, 1.0, 0.0, 0.0, 0.0] | 2524365.1382 | 38957.261 | 2478563.6608 | 45759.0832 | 0 | 0 | 42.3942 | 31394.0602 | 6715.3159 | 0 | 0 | 847.8849 | 2563322.3992 | B004B007 | 2 | ahuaruscu |  | 0
21 | [0.0, 0.0, 0.0, 0.0, 0.0, 0.0, 1.0, 0.0, 0.0, 0.0, 0.0, 0.0, 0.0, 0.0, 1.0, 0.0] | 2523750.8559 | 39744.8069 | 2478534.4132 | 45174.0484 | 0 | 0 | 42.3942 | 32100.1808 | 6796.7414 | 0 | 0 | 847.8848 | 2563495.6628 | B001B009 | 2 | ahuaruscu |  | 0
10 | [0.0, 0.0, 0.0, 0.0, 0.0, 0.0, 0.0, 1.0, 0.0, 0.0, 1.0, 0.0, 0.0, 0.0, 0.0, 0.0] | 2522391.2954 | 41629.3882 | 2478535.0472 | 43813.8541 | 0 | 0 | 42.3942 | 31966.0057 | 8815.4994 | 0 | 0 | 847.8831 | 2564020.6837 | B002B005 | 2 | ahuaruscu |  | 0
18 | [0.0, 0.0, 0.0, 0.0, 0.0, 0.0, 0.0, 0.0, 1.0, 0.0, 1.0, 0.0, 0.0, 0.0, 0.0, 0.0] | 2525752.6988 | 41191.4144 | 2478542.5286 | 47167.776 | 0 | 0 | 42.3942 | 30910.2779 | 9433.2526 | 0 | 0 | 847.8839 | 2566944.1132 | B003B005 | 2 | ahuaruscu |  | 0
1 | [0.0, 0.0, 0.0, 0.0, 0.0, 0.0, 0.0, 0.0, 0.0, 0.0, 1.0, 0.0, 0.0, 1.0, 0.0, 0.0] | 2523886.6417 | 43613.0898 | 2478571.5428 | 45272.7045 | 0 | 0 | 42.3944 | 34500.2446 | 8264.9578 | 0 | 0 | 847.8874 | 2567499.7314 | B005B008 | 2 | ahuaruscu |  | 0
25 | [0.0, 0.0, 0.0, 0.0, 0.0, 0.0, 0.0, 0.0, 0.0, 0.0, 0.0, 1.0, 0.0, 0.0, 1.0, 0.0] | 2526273.544 | 44450.399 | 2478531.529 | 47699.6208 | 0 | 0 | 42.3942 | 31856.0695 | 11746.4451 | 0 | 0 | 847.8844 | 2570723.943 | B006B009 | 2 | ahuaruscu |  | 0
3 | [0.0, 0.0, 0.0, 0.0, 0.0, 0.0, 0.0, 0.0, 1.0, 0.0, 0.0, 0.0, 0.0, 1.0, 0.0, 0.0] | 2525347.23 | 45512.8546 | 2478584.6324 | 46720.2031 | 0 | 0 | 42.3945 | 36073.7279 | 8591.2366 | 0 | 0 | 847.8901 | 2570860.0845 | B003B008 | 2 | ahuaruscu |  | 0
29 | [0.0, 0.0, 0.0, 0.0, 0.0, 0.0, 0.0, 0.0, 0.0, 0.0, 0.0, 1.0, 1.0, 0.0, 0.0, 0.0] | 2528383.2132 | 45309.3868 | 2478592.056 | 49748.7626 | 0 | 0 | 42.3946 | 33264.8724 | 11196.6229 | 0 | 0 | 847.8915 | 2573692.6 | B006B007 | 2 | ahuaruscu |  | 0
4 | [0.0, 0.0, 0.0, 0.0, 0.0, 0.0, 0.0, 0.0, 0.0, 0.0, 0.0, 0.0, 1.0, 0.0, 1.0, 0.0] | 2528693.5587 | 46106.1561 | 2478592.0304 | 50059.1337 | 0 | 0 | 42.3946 | 33287.5097 | 11970.7549 | 0 | 0 | 847.8916 | 2574799.7148 | B007B009 | 2 | ahuaruscu |  | 0
|  | 20689.8781 | 9832.0714 | 171.514 | 20518.363 | 0 | 0 | 0.001081 | 4170.2698 | 5661.78 | 0 | 0 | 0.021621 | 30521.9495
Price deviation maximum to minimum:
1.2%

## WTP_RES_m
| individual | opex | capex | opex_heat | opex_pump | opex_dis_loads | opex_dis_build | opex_plant | capex_network | capex_pump | capex_dis_loads | capex_dis_build | capex_plant | total | plant_buildings | number_of_plants | supplied_loads | disconnected_buildings | has_loops
13 | [0.0, 0.0, 0.0, 0.0, 0.0, 0.0, 0.0, 0.0, 1.0, 0.0, 0.0, 1.0, 0.0, 0.0, 0.0, 0.0] | 1923237.0602 | 32865.45 | 1896639.4062 | 26561.4146 | 0 | 0 | 36.2394 | 26605.3347 | 5535.3273 | 0 | 0 | 724.788 | 1956102.5102 | B003B006 | 2 | ahuaruscu |  | 0
18 | [0.0, 0.0, 0.0, 0.0, 0.0, 0.0, 0.0, 0.0, 1.0, 0.0, 0.0, 0.0, 0.0, 0.0, 1.0, 0.0] | 1923320.6983 | 32914.5834 | 1896640.708 | 26643.7509 | 0 | 0 | 36.2394 | 26664.2419 | 5525.5534 | 0 | 0 | 724.7881 | 1956235.2817 | B003B009 | 2 | ahuaruscu |  | 0
9 | [0.0, 0.0, 0.0, 0.0, 0.0, 0.0, 0.0, 1.0, 0.0, 0.0, 0.0, 0.0, 0.0, 0.0, 0.0, 1.0] | 1926492.593 | 32033.6621 | 1896551.8826 | 29904.4713 | 0 | 0 | 36.2391 | 25354.1616 | 5954.7191 | 0 | 0 | 724.7814 | 1958526.255 | B002B010 | 2 | ahuaruscu |  | 0
6 | [0.0, 0.0, 0.0, 0.0, 0.0, 0.0, 0.0, 0.0, 0.0, 0.0, 1.0, 0.0, 0.0, 0.0, 0.0, 1.0] | 1926775.7818 | 31998.1172 | 1896552.4908 | 30187.0519 | 0 | 0 | 36.2391 | 25354.1616 | 5919.1743 | 0 | 0 | 724.7813 | 1958773.899 | B005B010 | 2 | ahuaruscu |  | 0
21 | [0.0, 0.0, 0.0, 0.0, 0.0, 0.0, 0.0, 1.0, 0.0, 0.0, 0.0, 0.0, 0.0, 0.0, 1.0, 0.0] | 1926013.6643 | 33128.025 | 1896640.61 | 29336.8148 | 0 | 0 | 36.2394 | 26664.2419 | 5738.9949 | 0 | 0 | 724.7882 | 1959141.6893 | B002B009 | 2 | ahuaruscu |  | 0
4 | [0.0, 0.0, 0.0, 0.0, 0.0, 0.0, 0.0, 0.0, 0.0, 0.0, 1.0, 1.0, 0.0, 0.0, 0.0, 0.0] | 1926211.6566 | 33042.9443 | 1896639.8002 | 29535.617 | 0 | 0 | 36.2394 | 26605.3347 | 5712.8216 | 0 | 0 | 724.7879 | 1959254.6009 | B005B006 | 2 | ahuaruscu |  | 0
12 | [0.0, 0.0, 0.0, 0.0, 0.0, 0.0, 0.0, 0.0, 1.0, 1.0, 0.0, 0.0, 0.0, 0.0, 0.0, 0.0] | 1925740.0645 | 34178.4698 | 1896649.3594 | 29054.4656 | 0 | 0 | 36.2395 | 26728.5055 | 6725.1751 | 0 | 0 | 724.7892 | 1959918.5343 | B003B004 | 2 | ahuaruscu |  | 0
16 | [0.0, 0.0, 0.0, 0.0, 0.0, 0.0, 1.0, 1.0, 0.0, 0.0, 0.0, 0.0, 0.0, 0.0, 0.0, 0.0] | 1926875.0447 | 33272.0557 | 1896658.8692 | 30179.936 | 0 | 0 | 36.2395 | 26754.0021 | 5793.2637 | 0 | 0 | 724.7899 | 1960147.1004 | B001B002 | 2 | ahuaruscu |  | 0
17 | [0.0, 0.0, 0.0, 0.0, 0.0, 0.0, 1.0, 0.0, 0.0, 0.0, 1.0, 0.0, 0.0, 0.0, 0.0, 0.0] | 1927157.3617 | 33236.2403 | 1896659.2538 | 30461.8684 | 0 | 0 | 36.2395 | 26754.0021 | 5757.4483 | 0 | 0 | 724.7898 | 1960393.602 | B001B005 | 2 | ahuaruscu |  | 0
28 | [0.0, 0.0, 0.0, 0.0, 0.0, 0.0, 0.0, 0.0, 0.0, 1.0, 0.0, 1.0, 0.0, 0.0, 0.0, 0.0] | 1926271.1917 | 34276.0413 | 1896647.881 | 29587.0712 | 0 | 0 | 36.2394 | 28232.4568 | 5318.7958 | 0 | 0 | 724.7887 | 1960547.233 | B004B006 | 2 | ahuaruscu |  | 0
3 | [0.0, 0.0, 0.0, 0.0, 0.0, 0.0, 0.0, 0.0, 0.0, 0.0, 0.0, 0.0, 0.0, 1.0, 0.0, 1.0] | 1927691.875 | 33620.2124 | 1896598.3804 | 31057.2553 | 0 | 0 | 36.2394 | 27439.1139 | 5456.3111 | 0 | 0 | 724.7874 | 1961312.0874 | B008B010 | 2 | ahuaruscu |  | 0
8 | [0.0, 0.0, 0.0, 0.0, 0.0, 0.0, 0.0, 0.0, 0.0, 0.0, 0.0, 1.0, 0.0, 1.0, 0.0, 0.0] | 1927129.7606 | 34663.1169 | 1896685.8598 | 30407.661 | 0 | 0 | 36.2397 | 28690.287 | 5248.0357 | 0 | 0 | 724.7942 | 1961792.8775 | B006B008 | 2 | ahuaruscu |  | 0
20 | [0.0, 0.0, 0.0, 0.0, 0.0, 0.0, 0.0, 0.0, 0.0, 0.0, 0.0, 0.0, 0.0, 1.0, 1.0, 0.0] | 1927213.4246 | 34712.1838 | 1896687.1526 | 30490.0323 | 0 | 0 | 36.2397 | 28749.1942 | 5238.1953 | 0 | 0 | 724.7943 | 1961925.6084 | B008B009 | 2 | ahuaruscu |  | 0
22 | [0.0, 0.0, 0.0, 0.0, 0.0, 0.0, 0.0, 0.0, 0.0, 0.0, 0.0, 0.0, 0.0, 0.0, 1.0, 1.0] | 1928187.5385 | 34610.3772 | 1896568.3828 | 31582.9166 | 0 | 0 | 36.2392 | 28436.708 | 5448.8854 | 0 | 0 | 724.7838 | 1962797.9157 | B009B010 | 2 | ahuaruscu |  | 0
27 | [0.0, 0.0, 0.0, 0.0, 0.0, 0.0, 0.0, 1.0, 0.0, 1.0, 0.0, 0.0, 0.0, 0.0, 0.0, 0.0] | 1928432.5996 | 34425.2105 | 1896649.3034 | 31747.0567 | 0 | 0 | 36.2395 | 26728.5055 | 6971.9157 | 0 | 0 | 724.7894 | 1962857.8101 | B002B004 | 2 | ahuaruscu |  | 0
26 | [0.0, 0.0, 0.0, 0.0, 0.0, 0.0, 1.0, 0.0, 0.0, 0.0, 0.0, 0.0, 0.0, 1.0, 0.0, 0.0] | 1928074.5407 | 34856.8265 | 1896705.478 | 31332.8229 | 0 | 0 | 36.2398 | 28838.9545 | 5293.0761 | 0 | 0 | 724.796 | 1962931.3673 | B001B008 | 2 | ahuaruscu |  | 0
7 | [0.0, 0.0, 0.0, 0.0, 0.0, 0.0, 1.0, 0.0, 0.0, 0.0, 0.0, 0.0, 0.0, 0.0, 0.0, 1.0] | 1929050.7023 | 34739.6672 | 1896586.4146 | 32428.0485 | 0 | 0 | 36.2393 | 28526.4683 | 5488.4135 | 0 | 0 | 724.7855 | 1963790.3695 | B001B010 | 2 | ahuaruscu |  | 0
25 | [0.0, 0.0, 0.0, 0.0, 0.0, 0.0, 1.0, 0.0, 0.0, 0.0, 0.0, 1.0, 0.0, 0.0, 0.0, 0.0] | 1928483.2658 | 35669.7651 | 1896673.45 | 31773.576 | 0 | 0 | 36.2398 | 29777.6414 | 5167.3286 | 0 | 0 | 724.7951 | 1964153.0308 | B001B006 | 2 | ahuaruscu |  | 0
19 | [0.0, 0.0, 0.0, 0.0, 0.0, 0.0, 1.0, 0.0, 0.0, 0.0, 0.0, 0.0, 0.0, 0.0, 1.0, 0.0] | 1928566.8473 | 35718.8216 | 1896674.7944 | 31855.8132 | 0 | 0 | 36.2398 | 29836.5485 | 5157.4778 | 0 | 0 | 724.7952 | 1964285.6689 | B001B009 | 2 | ahuaruscu |  | 0
24 | [0.0, 0.0, 0.0, 0.0, 0.0, 0.0, 0.0, 0.0, 0.0, 1.0, 0.0, 0.0, 1.0, 0.0, 0.0, 0.0] | 1929169.7128 | 35255.8027 | 1896697.0588 | 32436.4142 | 0 | 0 | 36.2398 | 29273.8998 | 5257.1077 | 0 | 0 | 724.7952 | 1964425.5155 | B004B007 | 2 | ahuaruscu |  | 0
0 | [0.0, 0.0, 0.0, 0.0, 0.0, 0.0, 0.0, 0.0, 0.0, 0.0, 0.0, 0.0, 1.0, 1.0, 0.0, 0.0] | 1930029.9199 | 35642.8095 | 1896735.0206 | 33258.6593 | 0 | 0 | 36.24 | 29731.73 | 5186.2789 | 0 | 0 | 724.8006 | 1965672.7294 | B007B008 | 2 | ahuaruscu |  | 0
15 | [0.0, 0.0, 0.0, 0.0, 0.0, 0.0, 0.0, 0.0, 1.0, 0.0, 1.0, 0.0, 0.0, 0.0, 0.0, 0.0] | 1930712.4148 | 37049.2894 | 1896687.8272 | 33988.3478 | 0 | 0 | 36.2398 | 29371.5465 | 6952.9477 | 0 | 0 | 724.7953 | 1967761.7042 | B003B005 | 2 | ahuaruscu |  | 0
10 | [0.0, 0.0, 0.0, 0.0, 0.0, 0.0, 1.0, 0.0, 0.0, 0.0, 0.0, 0.0, 1.0, 0.0, 0.0, 0.0] | 1931380.6797 | 36649.2689 | 1896722.793 | 34621.6466 | 0 | 0 | 36.2401 | 30819.0844 | 5105.3829 | 0 | 0 | 724.8016 | 1968029.9485 | B001B007 | 2 | ahuaruscu |  | 0
5 | [0.0, 0.0, 0.0, 0.0, 0.0, 0.0, 0.0, 1.0, 0.0, 0.0, 1.0, 0.0, 0.0, 0.0, 0.0, 0.0] | 1933477.2437 | 37496.5201 | 1896687.9066 | 36753.0973 | 0 | 0 | 36.2398 | 29371.5465 | 7400.1781 | 0 | 0 | 724.7955 | 1970973.7638 | B002B005 | 2 | ahuaruscu |  | 0
23 | [0.0, 0.0, 0.0, 0.0, 0.0, 0.0, 0.0, 0.0, 0.0, 0.0, 0.0, 1.0, 0.0, 0.0, 1.0, 0.0] | 1932512.4219 | 39196.6972 | 1896663.2418 | 35812.9404 | 0 | 0 | 36.2397 | 29380.8193 | 9091.0843 | 0 | 0 | 724.7937 | 1971709.1191 | B006B009 | 2 | ahuaruscu |  | 0
1 | [0.0, 0.0, 0.0, 0.0, 0.0, 0.0, 0.0, 0.0, 0.0, 0.0, 1.0, 0.0, 0.0, 1.0, 0.0, 0.0] | 1934603.6455 | 38770.57 | 1896734.5294 | 37832.876 | 0 | 0 | 36.2401 | 31456.4988 | 6589.2697 | 0 | 0 | 724.8015 | 1973374.2155 | B005B008 | 2 | ahuaruscu |  | 0
11 | [0.0, 0.0, 0.0, 0.0, 0.0, 0.0, 0.0, 1.0, 1.0, 0.0, 0.0, 0.0, 0.0, 0.0, 0.0, 0.0] | 1938582.7873 | 39368.7867 | 1896701.3384 | 41845.209 | 0 | 0 | 36.2399 | 30465.8221 | 8178.1665 | 0 | 0 | 724.7981 | 1977951.574 | B002B003 | 2 | ahuaruscu |  | 0
2 | [0.0, 0.0, 0.0, 0.0, 0.0, 0.0, 0.0, 0.0, 1.0, 0.0, 0.0, 0.0, 0.0, 1.0, 0.0, 0.0] | 1939777.5839 | 40574.5936 | 1896747.898 | 42993.4457 | 0 | 0 | 36.2402 | 32550.7744 | 7299.0149 | 0 | 0 | 724.8043 | 1980352.1775 | B003B008 | 2 | ahuaruscu |  | 0
14 | [0.0, 0.0, 0.0, 0.0, 0.0, 0.0, 0.0, 1.0, 0.0, 0.0, 0.0, 0.0, 0.0, 1.0, 0.0, 0.0] | 1944227.8602 | 43203.3135 | 1896766.6168 | 47425.003 | 0 | 0 | 36.2404 | 34808.5874 | 7669.9186 | 0 | 0 | 724.8075 | 1987431.1736 | B002B008 | 2 | ahuaruscu |  | 0
|  | 20990.7999 | 10337.8635 | 127.2106 | 20863.5884 | 0 | 0 | 0.00097651 | 8203.2527 | 2134.5913 | 0 | 0 | 0.01953 | 31328.6634
Price deviation maximum to minimum:
1.602%

## WTP_RES_l
| individual | opex | capex | opex_heat | opex_pump | opex_dis_loads | opex_dis_build | opex_plant | capex_network | capex_pump | capex_dis_loads | capex_dis_build | capex_plant | total | plant_buildings | number_of_plants | supplied_loads | disconnected_buildings | has_loops
16 | [0.0, 0.0, 0.0, 0.0, 0.0, 0.0, 0.0, 1.0, 0.0, 0.0, 0.0, 0.0, 0.0, 0.0, 0.0, 1.0] | 1314005.7096 | 27866.3854 | 1294864.8224 | 19118.8957 | 0 | 0 | 21.9915 | 22927.9415 | 4498.6143 | 0 | 0 | 439.8296 | 1341872.095 | B002B010 | 2 | ahuaruscu |  | 0
24 | [0.0, 0.0, 0.0, 0.0, 0.0, 0.0, 0.0, 1.0, 0.0, 0.0, 0.0, 0.0, 0.0, 0.0, 1.0, 0.0] | 1314954.1257 | 28438.1643 | 1294980.849 | 19951.2834 | 0 | 0 | 21.9932 | 23611.3896 | 4386.9097 | 0 | 0 | 439.865 | 1343392.29 | B002B009 | 2 | ahuaruscu |  | 0
14 | [0.0, 0.0, 0.0, 0.0, 0.0, 0.0, 0.0, 0.0, 1.0, 0.0, 0.0, 0.0, 0.0, 0.0, 0.0, 1.0] | 1317025.526 | 27350.7124 | 1294847.965 | 22155.5696 | 0 | 0 | 21.9914 | 22058.3784 | 4852.5064 | 0 | 0 | 439.8277 | 1344376.2384 | B003B010 | 2 | ahuaruscu |  | 0
11 | [0.0, 0.0, 0.0, 0.0, 0.0, 0.0, 0.0, 0.0, 0.0, 0.0, 1.0, 0.0, 0.0, 0.0, 0.0, 1.0] | 1316888.0441 | 27670.4832 | 1294856.5104 | 22009.5423 | 0 | 0 | 21.9914 | 22479.8223 | 4750.8323 | 0 | 0 | 439.8285 | 1344558.5273 | B005B010 | 2 | ahuaruscu |  | 0
6 | [0.0, 0.0, 0.0, 0.0, 0.0, 0.0, 0.0, 1.0, 0.0, 0.0, 0.0, 0.0, 1.0, 0.0, 0.0, 0.0] | 1315564.3526 | 29350.2563 | 1295039.8336 | 20502.5254 | 0 | 0 | 21.9936 | 24764.4999 | 4145.8846 | 0 | 0 | 439.8718 | 1344914.6089 | B002B007 | 2 | ahuaruscu |  | 0
22 | [0.0, 0.0, 0.0, 0.0, 0.0, 0.0, 0.0, 0.0, 1.0, 0.0, 0.0, 0.0, 0.0, 0.0, 1.0, 0.0] | 1317972.7443 | 27923.4001 | 1294963.951 | 22986.8002 | 0 | 0 | 21.9931 | 22741.8265 | 4741.7107 | 0 | 0 | 439.8629 | 1345896.1444 | B003B009 | 2 | ahuaruscu |  | 0
28 | [0.0, 0.0, 0.0, 0.0, 0.0, 0.0, 0.0, 1.0, 0.0, 1.0, 0.0, 0.0, 0.0, 0.0, 0.0, 0.0] | 1316584.6114 | 29457.6161 | 1294967.574 | 21595.0457 | 0 | 0 | 21.9918 | 23701.8015 | 5315.9795 | 0 | 0 | 439.8351 | 1346042.2275 | B002B004 | 2 | ahuaruscu |  | 0
21 | [0.0, 0.0, 0.0, 0.0, 0.0, 0.0, 1.0, 0.0, 0.0, 0.0, 1.0, 0.0, 0.0, 0.0, 0.0, 0.0] | 1318433.0222 | 28205.4445 | 1294997.4398 | 23413.5865 | 0 | 0 | 21.996 | 23123.8101 | 4641.7151 | 0 | 0 | 439.9194 | 1346638.4667 | B001B005 | 2 | ahuaruscu |  | 0
7 | [0.0, 0.0, 0.0, 0.0, 0.0, 0.0, 0.0, 0.0, 0.0, 0.0, 0.0, 0.0, 0.0, 1.0, 0.0, 1.0] | 1317605.2293 | 29128.9852 | 1294917.6172 | 22665.6203 | 0 | 0 | 21.9918 | 24157.395 | 4531.7545 | 0 | 0 | 439.8357 | 1346734.2145 | B008B010 | 2 | ahuaruscu |  | 0
12 | [0.0, 0.0, 0.0, 0.0, 0.0, 0.0, 0.0, 0.0, 0.0, 1.0, 0.0, 0.0, 0.0, 0.0, 0.0, 1.0] | 1317997.9133 | 28740.8814 | 1294912.3044 | 23063.6172 | 0 | 0 | 21.9917 | 23762.0598 | 4538.9868 | 0 | 0 | 439.8348 | 1346738.7947 | B004B010 | 2 | ahuaruscu |  | 0
5 | [0.0, 0.0, 0.0, 0.0, 0.0, 0.0, 0.0, 0.0, 1.0, 0.0, 0.0, 0.0, 1.0, 0.0, 0.0, 0.0] | 1318582.6412 | 28837.9278 | 1295022.8974 | 23537.7504 | 0 | 0 | 21.9935 | 23894.9368 | 4503.1214 | 0 | 0 | 439.8697 | 1347420.5691 | B003B007 | 2 | ahuaruscu |  | 0
2 | [0.0, 0.0, 0.0, 0.0, 0.0, 0.0, 0.0, 0.0, 0.0, 0.0, 1.0, 0.0, 1.0, 0.0, 0.0, 0.0] | 1318444.1126 | 29156.5966 | 1295031.438 | 23390.6811 | 0 | 0 | 21.9935 | 24316.3808 | 4400.3454 | 0 | 0 | 439.8704 | 1347600.7093 | B005B007 | 2 | ahuaruscu |  | 0
15 | [0.0, 0.0, 0.0, 0.0, 0.0, 0.0, 0.0, 0.0, 0.0, 1.0, 0.0, 0.0, 0.0, 0.0, 1.0, 0.0] | 1318941.25 | 29268.4566 | 1295028.0688 | 23891.1877 | 0 | 0 | 21.9935 | 24445.508 | 4383.0789 | 0 | 0 | 439.8697 | 1348209.7066 | B004B009 | 2 | ahuaruscu |  | 0
23 | [0.0, 0.0, 0.0, 0.0, 0.0, 0.0, 0.0, 0.0, 0.0, 0.0, 0.0, 0.0, 0.0, 1.0, 1.0, 0.0] | 1318554.5979 | 29700.9694 | 1295033.6788 | 23498.9255 | 0 | 0 | 21.9936 | 24840.8431 | 4420.2552 | 0 | 0 | 439.8711 | 1348255.5672 | B008B009 | 2 | ahuaruscu |  | 0
17 | [0.0, 0.0, 0.0, 0.0, 0.0, 0.0, 0.0, 0.0, 1.0, 1.0, 0.0, 0.0, 0.0, 0.0, 0.0, 0.0] | 1319604.6154 | 28995.7543 | 1294950.646 | 24631.9778 | 0 | 0 | 21.9917 | 22832.2384 | 5723.6828 | 0 | 0 | 439.8331 | 1348600.3698 | B003B004 | 2 | ahuaruscu |  | 0
8 | [0.0, 0.0, 0.0, 0.0, 0.0, 0.0, 0.0, 0.0, 0.0, 1.0, 1.0, 0.0, 0.0, 0.0, 0.0, 0.0] | 1319467.1898 | 29299.9681 | 1294959.1524 | 24486.0457 | 0 | 0 | 21.9917 | 23253.6824 | 5606.4517 | 0 | 0 | 439.834 | 1348767.1579 | B004B005 | 2 | ahuaruscu |  | 0
1 | [0.0, 0.0, 0.0, 0.0, 0.0, 0.0, 1.0, 0.0, 0.0, 1.0, 0.0, 0.0, 0.0, 0.0, 0.0, 0.0] | 1319540.6276 | 29243.5514 | 1295052.9858 | 24465.6456 | 0 | 0 | 21.9963 | 24406.0476 | 4397.5785 | 0 | 0 | 439.9254 | 1348784.1791 | B001B004 | 2 | ahuaruscu |  | 0
27 | [0.0, 0.0, 0.0, 0.0, 0.0, 0.0, 1.0, 0.0, 0.0, 0.0, 0.0, 0.0, 0.0, 1.0, 0.0, 0.0] | 1319152.2941 | 29663.5929 | 1295058.8106 | 24071.4872 | 0 | 0 | 21.9963 | 24801.3827 | 4422.2834 | 0 | 0 | 439.9268 | 1348815.8871 | B001B008 | 2 | ahuaruscu |  | 0
25 | [0.0, 0.0, 0.0, 0.0, 0.0, 0.0, 0.0, 0.0, 0.0, 0.0, 0.0, 0.0, 0.0, 0.0, 1.0, 1.0] | 1319905.8708 | 29750.402 | 1294962.498 | 24921.3808 | 0 | 0 | 21.992 | 24901.8373 | 4408.724 | 0 | 0 | 439.8406 | 1349656.2728 | B009B010 | 2 | ahuaruscu |  | 0
26 | [0.0, 0.0, 0.0, 0.0, 0.0, 0.0, 0.0, 0.0, 0.0, 1.0, 0.0, 0.0, 1.0, 0.0, 0.0, 0.0] | 1319550.0023 | 30160.0089 | 1295087.0276 | 24440.9809 | 0 | 0 | 21.9938 | 25598.6183 | 4121.5142 | 0 | 0 | 439.8765 | 1349710.0112 | B004B007 | 2 | ahuaruscu |  | 0
0 | [0.0, 0.0, 0.0, 0.0, 0.0, 0.0, 0.0, 0.0, 0.0, 0.0, 0.0, 0.0, 1.0, 1.0, 0.0, 0.0] | 1319165.1502 | 30613.308 | 1295092.6676 | 24050.4887 | 0 | 0 | 21.9939 | 25993.9534 | 4179.4767 | 0 | 0 | 439.8779 | 1349778.4582 | B007B008 | 2 | ahuaruscu |  | 0
13 | [0.0, 0.0, 0.0, 0.0, 0.0, 0.0, 1.0, 0.0, 0.0, 0.0, 0.0, 0.0, 0.0, 0.0, 0.0, 1.0] | 1320506.0012 | 29725.4393 | 1294987.358 | 25496.6511 | 0 | 0 | 21.9921 | 24862.3769 | 4423.2195 | 0 | 0 | 439.8429 | 1350231.4405 | B001B010 | 2 | ahuaruscu |  | 0
9 | [0.0, 0.0, 0.0, 0.0, 0.0, 0.0, 0.0, 0.0, 0.0, 1.0, 0.0, 0.0, 0.0, 1.0, 0.0, 0.0] | 1320184.3559 | 30725.3215 | 1295020.3842 | 25141.9797 | 0 | 0 | 21.9921 | 24931.255 | 5354.2253 | 0 | 0 | 439.8412 | 1350909.6775 | B004B008 | 2 | ahuaruscu |  | 0
18 | [0.0, 0.0, 0.0, 0.0, 0.0, 0.0, 0.0, 0.0, 0.0, 0.0, 0.0, 0.0, 1.0, 0.0, 0.0, 1.0] | 1320513.045 | 30642.0632 | 1295021.459 | 25469.5936 | 0 | 0 | 21.9924 | 26054.9476 | 4147.2682 | 0 | 0 | 439.8474 | 1351155.1083 | B007B010 | 2 | ahuaruscu |  | 0
10 | [0.0, 0.0, 0.0, 0.0, 0.0, 0.0, 0.0, 1.0, 0.0, 0.0, 1.0, 0.0, 0.0, 0.0, 0.0, 0.0] | 1320389.4775 | 31770.2886 | 1295017.2266 | 25350.2588 | 0 | 0 | 21.9921 | 25876.2668 | 5454.1805 | 0 | 0 | 439.8414 | 1352159.7662 | B002B005 | 2 | ahuaruscu |  | 0
20 | [0.0, 0.0, 0.0, 0.0, 0.0, 0.0, 0.0, 0.0, 1.0, 0.0, 1.0, 0.0, 0.0, 0.0, 0.0, 0.0] | 1323409.7484 | 31349.1674 | 1295000.2504 | 28387.506 | 0 | 0 | 21.992 | 25006.7037 | 5902.6244 | 0 | 0 | 439.8394 | 1354758.9158 | B003B005 | 2 | ahuaruscu |  | 0
29 | [0.0, 0.0, 0.0, 0.0, 0.0, 0.0, 0.0, 0.0, 0.0, 0.0, 0.0, 1.0, 1.0, 0.0, 0.0, 0.0] | 1323067.911 | 34084.3754 | 1295118.5702 | 27927.3481 | 0 | 0 | 21.9927 | 27013.5797 | 6630.942 | 0 | 0 | 439.8536 | 1357152.2864 | B006B007 | 2 | ahuaruscu |  | 0
4 | [0.0, 0.0, 0.0, 0.0, 0.0, 0.0, 0.0, 0.0, 0.0, 0.0, 0.0, 0.0, 1.0, 0.0, 1.0, 0.0] | 1323205.5303 | 34675.0457 | 1295119.1758 | 28064.3618 | 0 | 0 | 21.9927 | 27065.2722 | 7169.9197 | 0 | 0 | 439.8538 | 1357880.5761 | B007B009 | 2 | ahuaruscu |  | 0
3 | [0.0, 0.0, 0.0, 0.0, 0.0, 0.0, 0.0, 0.0, 1.0, 0.0, 0.0, 0.0, 0.0, 1.0, 0.0, 0.0] | 1327369.7217 | 34339.7949 | 1295074.6152 | 32273.1141 | 0 | 0 | 21.9924 | 28038.8352 | 5861.1111 | 0 | 0 | 439.8486 | 1361709.5166 | B003B008 | 2 | ahuaruscu |  | 0
19 | [0.0, 0.0, 0.0, 0.0, 0.0, 0.0, 0.0, 1.0, 0.0, 0.0, 0.0, 0.0, 0.0, 1.0, 0.0, 0.0] | 1331155.6332 | 37140.3361 | 1295102.4402 | 36031.2004 | 0 | 0 | 21.9926 | 30296.6482 | 6403.8359 | 0 | 0 | 439.852 | 1368295.9693 | B002B008 | 2 | ahuaruscu |  | 0
|  | 17149.9236 | 9273.9507 | 237.6178 | 16912.3046 | 0 | 0 | 0.0011203 | 7368.7067 | 1905.2216 | 0 | 0 | 0.022406 | 26423.8743
Price deviation maximum to minimum:
1.969%

## WTP_CBD_h_new
| individual | opex | capex | opex_heat | opex_pump | opex_dis_loads | opex_dis_build | opex_plant | opex_CT | opex_hex | capex_network | capex_pump | capex_dis_loads | capex_dis_build | capex_plant | capex_CT | capex_hex | total | plant_buildings | number_of_plants | supplied_loads | disconnected_buildings | has_loops | length | avg_diam
21 | [0.0, 0.0, 0.0, 0.0, 0.0, 0.0, 0.0, 0.0, 0.0, 0.0, 0.0, 0.0, 0.0, 1.0, 1.0, 0.0] | 10372633.9791 | 1478980.332 | 10264686.943 | 33286.8802 | 0 | 0 | 64350.4803 | 6398.1865 | 3911.4891 | 38835.6742 | 10104.8459 | 0 | 0 | 1287009.6052 | 127963.7301 | 15066.4766 | 11851614.311 | B008B009 | 2 | ahuaruscu |  | 0 | 1424.048 | 0.24077
9 | [0.0, 0.0, 0.0, 0.0, 0.0, 0.0, 0.0, 0.0, 0.0, 0.0, 0.0, 1.0, 0.0, 0.0, 1.0, 0.0] | 10372741.0129 | 1478963.5262 | 10264687.0574 | 33393.7899 | 0 | 0 | 64350.4889 | 6398.1875 | 3911.4891 | 38835.6742 | 10087.8465 | 0 | 0 | 1287009.7783 | 127963.7507 | 15066.4766 | 11851704.5391 | B006B009 | 2 | ahuaruscu |  | 0 | 1424.048 | 0.24077
7 | [0.0, 0.0, 0.0, 0.0, 0.0, 0.0, 0.0, 0.0, 0.0, 1.0, 0.0, 0.0, 0.0, 1.0, 0.0, 0.0] | 10371836.0485 | 1480334.6493 | 10264806.6922 | 32369.2464 | 0 | 0 | 64350.4392 | 6398.1816 | 3911.4891 | 40061.6339 | 10234.1233 | 0 | 0 | 1287008.7831 | 127963.6324 | 15066.4766 | 11852170.6978 | B004B008 | 2 | ahuaruscu |  | 0 | 1424.048 | 0.24891
0 | [0.0, 0.0, 0.0, 0.0, 0.0, 0.0, 0.0, 0.0, 0.0, 0.0, 0.0, 0.0, 1.0, 1.0, 0.0, 0.0] | 10377080.9747 | 1479325.9738 | 10264618.8686 | 37801.9055 | 0 | 0 | 64350.5203 | 6398.1913 | 3911.4891 | 38835.6742 | 10449.5921 | 0 | 0 | 1287010.4056 | 127963.8253 | 15066.4766 | 11856406.9485 | B007B008 | 2 | ahuaruscu |  | 0 | 1424.048 | 0.24077
27 | [0.0, 0.0, 0.0, 0.0, 0.0, 0.0, 0.0, 0.0, 0.0, 0.0, 0.0, 1.0, 1.0, 0.0, 0.0, 0.0] | 10377188.5944 | 1479369.3657 | 10264618.9814 | 37909.4027 | 0 | 0 | 64350.5289 | 6398.1923 | 3911.4891 | 38835.6742 | 10492.7904 | 0 | 0 | 1287010.5787 | 127963.8459 | 15066.4766 | 11856557.9601 | B006B007 | 2 | ahuaruscu |  | 0 | 1424.048 | 0.24077
13 | [0.0, 0.0, 0.0, 0.0, 0.0, 0.0, 0.0, 0.0, 0.0, 0.0, 0.0, 1.0, 0.0, 1.0, 0.0, 0.0] | 10375691.9257 | 1484565.8314 | 10264834.6098 | 36160.4523 | 0 | 0 | 64383.2873 | 6402.0872 | 3911.4891 | 41268.0479 | 12523.8169 | 0 | 0 | 1287665.7463 | 128041.7437 | 15066.4766 | 11860257.7571 | B006B008 | 2 | ahuaruscu |  | 0 | 1424.048 | 0.25768
24 | [0.0, 0.0, 0.0, 0.0, 0.0, 0.0, 0.0, 0.0, 0.0, 1.0, 0.0, 0.0, 1.0, 0.0, 0.0, 0.0] | 10380035.134 | 1483435.6968 | 10264626.2088 | 40755.2443 | 0 | 0 | 64344.6933 | 6397.4985 | 3911.4891 | 40246.3841 | 13279.0006 | 0 | 0 | 1286893.8665 | 127949.9691 | 15066.4766 | 11863470.8309 | B004B007 | 2 | ahuaruscu |  | 0 | 1424.048 | 0.25118
25 | [0.0, 0.0, 0.0, 0.0, 0.0, 0.0, 1.0, 0.0, 0.0, 0.0, 0.0, 0.0, 0.0, 1.0, 0.0, 0.0] | 10370805.8781 | 1493616.8703 | 10264806.5342 | 30702.0698 | 0 | 0 | 64919.8963 | 6465.8887 | 3911.4891 | 40362.3197 | 10472.3732 | 0 | 0 | 1298397.9267 | 129317.7741 | 15066.4766 | 11864422.7485 | B001B008 | 2 | ahuaruscu |  | 0 | 1424.048 | 0.25162
20 | [0.0, 0.0, 0.0, 0.0, 0.0, 0.0, 1.0, 0.0, 0.0, 0.0, 0.0, 0.0, 0.0, 0.0, 1.0, 0.0] | 10371612.7752 | 1493485.1939 | 10264671.1844 | 31600.4005 | 0 | 0 | 64959.1458 | 6470.5554 | 3911.4891 | 39506.684 | 10318.0094 | 0 | 0 | 1299182.9164 | 129411.1075 | 15066.4766 | 11865097.9691 | B001B009 | 2 | ahuaruscu |  | 0 | 1424.048 | 0.24513
18 | [0.0, 0.0, 0.0, 0.0, 0.0, 0.0, 0.0, 0.0, 0.0, 0.0, 1.0, 0.0, 0.0, 0.0, 1.0, 0.0] | 10372009.4795 | 1493436.8681 | 10264673.7812 | 31994.5007 | 0 | 0 | 64959.1523 | 6470.5561 | 3911.4891 | 39506.684 | 10269.5384 | 0 | 0 | 1299183.0462 | 129411.123 | 15066.4766 | 11865446.3477 | B005B009 | 2 | ahuaruscu |  | 0 | 1424.048 | 0.24407
1 | [0.0, 0.0, 0.0, 0.0, 0.0, 0.0, 1.0, 0.0, 0.0, 1.0, 0.0, 0.0, 0.0, 0.0, 0.0, 0.0] | 10370816.0763 | 1494837.4558 | 10264805.1298 | 30669.7478 | 0 | 0 | 64959.1534 | 6470.5563 | 3911.4891 | 40732.6438 | 10444.1421 | 0 | 0 | 1299183.0679 | 129411.1255 | 15066.4766 | 11865653.5322 | B001B004 | 2 | ahuaruscu |  | 0 | 1424.048 | 0.25327
6 | [0.0, 0.0, 0.0, 0.0, 0.0, 0.0, 0.0, 0.0, 0.0, 1.0, 1.0, 0.0, 0.0, 0.0, 0.0, 0.0] | 10371212.7796 | 1494789.3143 | 10264807.7316 | 31063.8444 | 0 | 0 | 64959.1577 | 6470.5568 | 3911.4891 | 40732.6438 | 10395.9038 | 0 | 0 | 1299183.1544 | 129411.1358 | 15066.4766 | 11866002.0939 | B004B005 | 2 | ahuaruscu |  | 0 | 1424.048 | 0.25221
23 | [0.0, 0.0, 0.0, 0.0, 0.0, 0.0, 1.0, 1.0, 0.0, 0.0, 0.0, 0.0, 0.0, 0.0, 0.0, 0.0] | 10375268.7569 | 1492186.1058 | 10264831.0626 | 35776.0184 | 0 | 0 | 64351.8388 | 6398.348 | 3911.4891 | 45903.601 | 16212.2907 | 0 | 0 | 1287036.7767 | 127966.9608 | 15066.4766 | 11867454.8627 | B001B002 | 2 | ahuaruscu |  | 0 | 1424.048 | 0.28548
22 | [0.0, 0.0, 0.0, 0.0, 0.0, 0.0, 0.0, 1.0, 0.0, 0.0, 0.0, 1.0, 0.0, 0.0, 0.0, 0.0] | 10372458.8473 | 1496811.7875 | 10264824.118 | 32337.4007 | 0 | 0 | 64919.945 | 6465.8945 | 3911.4891 | 43983.5598 | 10044.961 | 0 | 0 | 1298398.9002 | 129317.8899 | 15066.4766 | 11869270.6347 | B002B006 | 2 | ahuaruscu |  | 0 | 1424.048 | 0.26999
15 | [0.0, 0.0, 0.0, 0.0, 0.0, 0.0, 1.0, 0.0, 0.0, 0.0, 0.0, 0.0, 1.0, 0.0, 0.0, 0.0] | 10376061.4617 | 1493802.0751 | 10264597.0538 | 36123.1946 | 0 | 0 | 64959.1664 | 6470.5578 | 3911.4891 | 39506.684 | 10634.4307 | 0 | 0 | 1299183.3275 | 129411.1564 | 15066.4766 | 11869863.5368 | B001B007 | 2 | ahuaruscu |  | 0 | 1424.048 | 0.24513
11 | [0.0, 0.0, 0.0, 0.0, 0.0, 0.0, 0.0, 0.0, 0.0, 0.0, 1.0, 0.0, 1.0, 0.0, 0.0, 0.0] | 10376458.2288 | 1493754.2905 | 10264599.6892 | 36517.3203 | 0 | 0 | 64959.1718 | 6470.5585 | 3911.4891 | 39506.684 | 10586.525 | 0 | 0 | 1299183.4357 | 129411.1693 | 15066.4766 | 11870212.5193 | B005B007 | 2 | ahuaruscu |  | 0 | 1424.048 | 0.24407
26 | [0.0, 0.0, 0.0, 0.0, 0.0, 0.0, 0.0, 1.0, 0.0, 1.0, 0.0, 0.0, 0.0, 0.0, 0.0, 0.0] | 10372361.1653 | 1498081.8306 | 10264825.8512 | 32194.0585 | 0 | 0 | 64959.2042 | 6470.5623 | 3911.4891 | 44353.8838 | 10066.1391 | 0 | 0 | 1299184.0847 | 129411.2464 | 15066.4766 | 11870442.9959 | B002B004 | 2 | ahuaruscu |  | 0 | 1424.048 | 0.27164
2 | [0.0, 0.0, 0.0, 0.0, 0.0, 0.0, 0.0, 0.0, 0.0, 1.0, 0.0, 0.0, 0.0, 0.0, 0.0, 1.0] | 10385214.278 | 1486910.0271 | 10264506.642 | 46053.8111 | 0 | 0 | 64344.822 | 6397.5138 | 3911.4891 | 44767.7358 | 12229.0988 | 0 | 0 | 1286896.4408 | 127950.2752 | 15066.4766 | 11872124.305 | B004B010 | 2 | ahuaruscu |  | 0 | 1424.048 | 0.26955
5 | [0.0, 0.0, 0.0, 0.0, 0.0, 0.0, 0.0, 1.0, 0.0, 0.0, 0.0, 0.0, 1.0, 0.0, 0.0, 0.0] | 10377606.6844 | 1497049.2126 | 10264617.7968 | 37647.6174 | 0 | 0 | 64959.2172 | 6470.5639 | 3911.4891 | 43127.924 | 10259.1905 | 0 | 0 | 1299184.3443 | 129411.2773 | 15066.4766 | 11874655.897 | B002B007 | 2 | ahuaruscu |  | 0 | 1424.048 | 0.2635
3 | [0.0, 0.0, 0.0, 0.0, 0.0, 0.0, 0.0, 0.0, 0.0, 0.0, 0.0, 0.0, 1.0, 0.0, 1.0, 0.0] | 10390590.6494 | 1486737.4486 | 10264688.5888 | 51253.7025 | 0 | 0 | 64339.9361 | 6396.9328 | 3911.4891 | 43262.2986 | 13671.294 | 0 | 0 | 1286798.7228 | 127938.6567 | 15066.4766 | 11877328.0981 | B007B009 | 2 | ahuaruscu |  | 0 | 1424.048 | 0.26934
12 | [0.0, 0.0, 0.0, 0.0, 0.0, 0.0, 1.0, 0.0, 0.0, 0.0, 0.0, 0.0, 0.0, 0.0, 0.0, 1.0] | 10381240.4171 | 1497243.5377 | 10264473.4948 | 41425.5722 | 0 | 0 | 64959.2886 | 6470.5724 | 3911.4891 | 44028.0356 | 9551.8065 | 0 | 0 | 1299185.7721 | 129411.4471 | 15066.4766 | 11878483.9549 | B001B010 | 2 | ahuaruscu |  | 0 | 1424.048 | 0.2635
10 | [0.0, 0.0, 0.0, 0.0, 0.0, 0.0, 0.0, 0.0, 0.0, 0.0, 1.0, 0.0, 0.0, 0.0, 0.0, 1.0] | 10381637.2106 | 1497199.9328 | 10264476.1266 | 41819.7279 | 0 | 0 | 64959.294 | 6470.573 | 3911.4891 | 44028.0356 | 9508.0805 | 0 | 0 | 1299185.8802 | 129411.4599 | 15066.4766 | 11878837.1434 | B005B010 | 2 | ahuaruscu |  | 0 | 1424.048 | 0.26244
8 | [0.0, 0.0, 0.0, 0.0, 0.0, 0.0, 0.0, 0.0, 1.0, 0.0, 0.0, 1.0, 0.0, 0.0, 0.0, 0.0] | 10380120.708 | 1500348.0506 | 10264867.7888 | 39955.3122 | 0 | 0 | 64920.1938 | 6465.9241 | 3911.4891 | 47660.5644 | 9898.6523 | 0 | 0 | 1298403.8759 | 129318.4815 | 15066.4766 | 11880468.7586 | B003B006 | 2 | ahuaruscu |  | 0 | 1424.048 | 0.28911
19 | [0.0, 0.0, 0.0, 0.0, 0.0, 0.0, 0.0, 0.0, 1.0, 0.0, 0.0, 0.0, 0.0, 0.0, 1.0, 0.0] | 10380818.8441 | 1500263.2122 | 10264736.7178 | 40740.6007 | 0 | 0 | 64959.4454 | 6470.591 | 3911.4891 | 46804.9286 | 9791.0781 | 0 | 0 | 1299188.9089 | 129411.82 | 15066.4766 | 11881082.0562 | B003B009 | 2 | ahuaruscu |  | 0 | 1424.048 | 0.28261
14 | [0.0, 0.0, 0.0, 0.0, 0.0, 0.0, 0.0, 1.0, 0.0, 0.0, 0.0, 0.0, 0.0, 0.0, 0.0, 1.0] | 10382785.4656 | 1500471.8966 | 10264494.2058 | 42949.8528 | 0 | 0 | 64959.3394 | 6470.5784 | 3911.4891 | 47649.2756 | 9157.7876 | 0 | 0 | 1299186.7888 | 129411.5679 | 15066.4766 | 11883257.3621 | B002B010 | 2 | ahuaruscu |  | 0 | 1424.048 | 0.28187
4 | [0.0, 0.0, 0.0, 0.0, 0.0, 0.0, 0.0, 0.0, 1.0, 0.0, 0.0, 0.0, 1.0, 0.0, 0.0, 0.0] | 10385267.7363 | 1500586.7553 | 10264662.6072 | 45263.5817 | 0 | 0 | 64959.4649 | 6470.5933 | 3911.4891 | 46804.9286 | 10114.1855 | 0 | 0 | 1299189.2983 | 129411.8663 | 15066.4766 | 11885854.4916 | B003B007 | 2 | ahuaruscu |  | 0 | 1424.048 | 0.28261
16 | [0.0, 0.0, 0.0, 0.0, 0.0, 0.0, 0.0, 1.0, 1.0, 0.0, 0.0, 0.0, 0.0, 0.0, 0.0, 0.0] | 10385531.7648 | 1500927.052 | 10264898.8442 | 45984.4802 | 0 | 0 | 64340.0097 | 6396.9416 | 3911.4891 | 53982.7254 | 17138.8246 | 0 | 0 | 1286800.1938 | 127938.8316 | 15066.4766 | 11886458.8168 | B002B003 | 2 | ahuaruscu |  | 0 | 1424.048 | 0.32479
17 | [0.0, 0.0, 0.0, 0.0, 0.0, 0.0, 0.0, 0.0, 0.0, 0.0, 0.0, 0.0, 1.0, 0.0, 0.0, 1.0] | 10399954.7253 | 1493744.0369 | 10264570.487 | 60735.7047 | 0 | 0 | 64340.093 | 6396.9515 | 3911.4891 | 49905.6764 | 14030.9947 | 0 | 0 | 1286801.8596 | 127939.0297 | 15066.4766 | 11893698.7622 | B007B010 | 2 | ahuaruscu |  | 0 | 1424.048 | 0.29989
|  | 27320.7462 | 14763.705 | -116.456 | 27448.8245 | 0 | 0 | -10.3873 | -1.235 | 0 | 11070.0022 | 3926.1488 | 0 | 0 | -207.7456 | -24.7004 | 0 | 42084.4512
Price deviation maximum to minimum:
| 0.3551% | [16 empty] | B006
B001
One plant close to anchor load
One plant spacially distributed

## WTP_CBD_m_new
| individual | opex | capex | opex_heat | opex_pump | opex_dis_loads | opex_dis_build | opex_plant | opex_CT | opex_hex | capex_network | capex_pump | capex_dis_loads | capex_dis_build | capex_plant | capex_CT | capex_hex | total | plant_buildings | number_of_plants | supplied_loads | disconnected_buildings | has_loops | length | avg_diam
20 | [0.0, 0.0, 0.0, 0.0, 0.0, 0.0, 0.0, 0.0, 0.0, 0.0, 0.0, 0.0, 0.0, 1.0, 1.0, 0.0] | 7839735.0796 | 1180007.1847 | 7758540.4532 | 21981.9192 | 0 | 0 | 51445.7685 | 4840.5653 | 2926.3733 | 36513.2956 | 6177.6159 | 0 | 0 | 1028915.3696 | 96811.3062 | 11589.5974 | 9019742.2642 | B008B009 | 2 | ahuaruscu |  | 0 | 1424.048 | 0.22458
8 | [0.0, 0.0, 0.0, 0.0, 0.0, 0.0, 0.0, 0.0, 0.0, 0.0, 0.0, 1.0, 0.0, 0.0, 1.0, 0.0] | 7839896.3758 | 1179971.7133 | 7758540.5218 | 22143.1397 | 0 | 0 | 51445.775 | 4840.5661 | 2926.3733 | 36513.2956 | 6141.9994 | 0 | 0 | 1028915.4994 | 96811.3216 | 11589.5974 | 9019868.0892 | B006B009 | 2 | ahuaruscu |  | 0 | 1424.048 | 0.22458
29 | [0.0, 0.0, 0.0, 0.0, 0.0, 0.0, 0.0, 0.0, 0.0, 0.0, 0.0, 1.0, 1.0, 0.0, 0.0, 0.0] | 7840624.0252 | 1180688.4563 | 7758490.8708 | 22920.3117 | 0 | 0 | 51445.8896 | 4840.5797 | 2926.3733 | 37344.7935 | 6024.6786 | 0 | 0 | 1028917.7925 | 96811.5943 | 11589.5974 | 9021312.4815 | B006B007 | 2 | ahuaruscu |  | 0 | 1424.048 | 0.2279
5 | [0.0, 0.0, 0.0, 0.0, 0.0, 0.0, 0.0, 0.0, 0.0, 1.0, 0.0, 0.0, 0.0, 1.0, 0.0, 0.0] | 7841418.3257 | 1181592.2555 | 7758666.7054 | 23538.9555 | 0 | 0 | 51445.7306 | 4840.5608 | 2926.3733 | 37739.2554 | 6537.5742 | 0 | 0 | 1028914.6124 | 96811.2162 | 11589.5974 | 9023010.5812 | B004B008 | 2 | ahuaruscu |  | 0 | 1424.048 | 0.22955
10 | [0.0, 0.0, 0.0, 0.0, 0.0, 0.0, 0.0, 0.0, 0.0, 1.0, 0.0, 0.0, 0.0, 0.0, 1.0, 0.0] | 7842974.3354 | 1184965.3162 | 7758543.1724 | 25141.6783 | 0 | 0 | 51514.3875 | 4848.7239 | 2926.3733 | 37752.8282 | 8360.6623 | 0 | 0 | 1030287.7495 | 96974.4788 | 11589.5974 | 9027939.6516 | B004B009 | 2 | ahuaruscu |  | 0 | 1424.048 | 0.23236
11 | [0.0, 0.0, 0.0, 0.0, 0.0, 0.0, 0.0, 0.0, 0.0, 0.0, 0.0, 1.0, 0.0, 1.0, 0.0, 0.0] | 7844550.3362 | 1184691.4805 | 7758686.5064 | 26651.1736 | 0 | 0 | 51445.723 | 4840.5599 | 2926.3733 | 39034.3002 | 8341.9239 | 0 | 0 | 1028914.461 | 96811.1982 | 11589.5974 | 9029241.8168 | B006B008 | 2 | ahuaruscu |  | 0 | 1424.048 | 0.23733
19 | [0.0, 0.0, 0.0, 0.0, 0.0, 0.0, 1.0, 0.0, 0.0, 0.0, 0.0, 0.0, 0.0, 0.0, 1.0, 0.0] | 7839199.8298 | 1193337.5998 | 7758517.4246 | 20842.2675 | 0 | 0 | 51996.1223 | 4917.6421 | 2926.3733 | 37054.5988 | 6418.1166 | 0 | 0 | 1039922.4457 | 98352.8414 | 11589.5974 | 9032537.4296 | B001B009 | 2 | ahuaruscu |  | 0 | 1424.048 | 0.228
23 | [0.0, 0.0, 0.0, 0.0, 0.0, 0.0, 0.0, 0.0, 0.0, 0.0, 1.0, 0.0, 0.0, 0.0, 1.0, 0.0] | 7839775.405 | 1193161.9686 | 7758514.1254 | 21421.1528 | 0 | 0 | 51996.1125 | 4917.6409 | 2926.3733 | 36884.9985 | 6412.3036 | 0 | 0 | 1039922.251 | 98352.8183 | 11589.5974 | 9032937.3736 | B005B009 | 2 | ahuaruscu |  | 0 | 1424.048 | 0.22635
27 | [0.0, 0.0, 0.0, 0.0, 0.0, 0.0, 1.0, 0.0, 0.0, 0.0, 0.0, 0.0, 0.0, 1.0, 0.0, 0.0] | 7841096.2226 | 1191968.2742 | 7758662.752 | 22723.0789 | 0 | 0 | 51890.5675 | 4893.4508 | 2926.3733 | 37889.7195 | 6808.5906 | 0 | 0 | 1037811.3499 | 97869.0168 | 11589.5974 | 9033064.4968 | B001B008 | 2 | ahuaruscu |  | 0 | 1424.048 | 0.23121
25 | [0.0, 0.0, 0.0, 0.0, 0.0, 0.0, 1.0, 0.0, 0.0, 0.0, 0.0, 1.0, 0.0, 0.0, 0.0, 0.0] | 7841258.339 | 1191927.4303 | 7758661.3516 | 22886.5969 | 0 | 0 | 51890.5664 | 4893.4507 | 2926.3733 | 37889.7195 | 6767.7709 | 0 | 0 | 1037811.3283 | 97869.0143 | 11589.5974 | 9033185.7692 | B001B006 | 2 | ahuaruscu |  | 0 | 1424.048 | 0.23121
0 | [0.0, 0.0, 0.0, 0.0, 0.0, 0.0, 0.0, 0.0, 0.0, 0.0, 1.0, 0.0, 0.0, 1.0, 0.0, 0.0] | 7841671.6944 | 1191792.6732 | 7758659.9286 | 23301.3826 | 0 | 0 | 51890.5599 | 4893.4499 | 2926.3733 | 37720.1192 | 6802.7594 | 0 | 0 | 1037811.1985 | 97868.9988 | 11589.5974 | 9033464.3676 | B005B008 | 2 | ahuaruscu |  | 0 | 1424.048 | 0.22955
6 | [0.0, 0.0, 0.0, 0.0, 0.0, 0.0, 0.0, 0.0, 0.0, 0.0, 1.0, 1.0, 0.0, 0.0, 0.0, 0.0] | 7841833.8067 | 1191751.776 | 7758658.5306 | 23464.8965 | 0 | 0 | 51890.5567 | 4893.4496 | 2926.3733 | 37720.1192 | 6761.9348 | 0 | 0 | 1037811.1336 | 97868.9911 | 11589.5974 | 9033585.5828 | B005B006 | 2 | ahuaruscu |  | 0 | 1424.048 | 0.22955
9 | [0.0, 0.0, 0.0, 0.0, 0.0, 0.0, 0.0, 0.0, 0.0, 0.0, 1.0, 0.0, 1.0, 0.0, 0.0, 0.0] | 7840500.1007 | 1193810.9747 | 7758458.5854 | 22201.2917 | 0 | 0 | 51996.1991 | 4917.6512 | 2926.3733 | 37716.4963 | 6227.8753 | 0 | 0 | 1039923.9816 | 98353.024 | 11589.5974 | 9034311.0754 | B005B007 | 2 | ahuaruscu |  | 0 | 1424.048 | 0.22966
3 | [0.0, 0.0, 0.0, 0.0, 0.0, 0.0, 0.0, 0.0, 0.0, 0.0, 0.0, 0.0, 0.0, 1.0, 0.0, 1.0] | 7851391.4257 | 1184300.8127 | 7758377.8432 | 33800.5498 | 0 | 0 | 51446.0594 | 4840.5999 | 2926.3733 | 40489.1579 | 6488.8704 | 0 | 0 | 1028921.189 | 96811.9981 | 11589.5974 | 9035692.2384 | B008B010 | 2 | ahuaruscu |  | 0 | 1424.048 | 0.23816
7 | [0.0, 0.0, 0.0, 0.0, 0.0, 0.0, 1.0, 0.0, 0.0, 1.0, 0.0, 0.0, 0.0, 0.0, 0.0, 0.0] | 7840890.3166 | 1194921.4807 | 7758657.573 | 22392.5733 | 0 | 0 | 51996.1515 | 4917.6455 | 2926.3733 | 38280.5586 | 6775.3842 | 0 | 0 | 1039923.0298 | 98352.9109 | 11589.5974 | 9035811.7974 | B001B004 | 2 | ahuaruscu |  | 0 | 1424.048 | 0.23297
22 | [0.0, 0.0, 0.0, 0.0, 0.0, 0.0, 0.0, 0.0, 0.0, 0.0, 0.0, 1.0, 0.0, 0.0, 0.0, 1.0] | 7851553.0488 | 1184294.29 | 7758377.9198 | 33962.0903 | 0 | 0 | 51446.0649 | 4840.6005 | 2926.3733 | 40489.1579 | 6482.2267 | 0 | 0 | 1028921.2971 | 96812.011 | 11589.5974 | 9035847.3389 | B006B010 | 2 | ahuaruscu |  | 0 | 1424.048 | 0.23816
4 | [0.0, 0.0, 0.0, 0.0, 0.0, 0.0, 0.0, 0.0, 0.0, 1.0, 1.0, 0.0, 0.0, 0.0, 0.0, 0.0] | 7841465.8849 | 1194745.9143 | 7758654.2844 | 22971.4398 | 0 | 0 | 51996.1428 | 4917.6445 | 2926.3733 | 38110.9582 | 6769.6117 | 0 | 0 | 1039922.8567 | 98352.8903 | 11589.5974 | 9036211.7992 | B004B005 | 2 | ahuaruscu |  | 0 | 1424.048 | 0.23132
17 | [0.0, 0.0, 0.0, 0.0, 0.0, 0.0, 1.0, 0.0, 0.0, 0.0, 1.0, 0.0, 0.0, 0.0, 0.0, 0.0] | 7842638.0097 | 1193701.2219 | 7758689.5214 | 24404.0669 | 0 | 0 | 51742.2337 | 4875.8143 | 2926.3733 | 39368.0204 | 10382.6431 | 0 | 0 | 1034844.6747 | 97516.2863 | 11589.5974 | 9036339.2316 | B001B005 | 2 | ahuaruscu |  | 0 | 1424.048 | 0.24068
24 | [0.0, 0.0, 0.0, 0.0, 0.0, 0.0, 1.0, 1.0, 0.0, 0.0, 0.0, 0.0, 0.0, 0.0, 0.0, 0.0] | 7846915.779 | 1191029.9588 | 7758696.2876 | 29006.8762 | 0 | 0 | 51445.6863 | 4840.5555 | 2926.3733 | 42134.028 | 11581.4973 | 0 | 0 | 1028913.7255 | 96811.1107 | 11589.5974 | 9037945.7378 | B001B002 | 2 | ahuaruscu |  | 0 | 1424.048 | 0.25851
21 | [0.0, 0.0, 0.0, 0.0, 0.0, 0.0, 0.0, 1.0, 0.0, 0.0, 0.0, 0.0, 0.0, 0.0, 1.0, 0.0] | 7842789.4951 | 1196057.06 | 7758528.24 | 24421.0908 | 0 | 0 | 51996.1461 | 4917.6449 | 2926.3733 | 39572.9825 | 6618.6606 | 0 | 0 | 1039922.9216 | 98352.898 | 11589.5974 | 9038846.5552 | B002B009 | 2 | ahuaruscu |  | 0 | 1424.048 | 0.24143
14 | [0.0, 0.0, 0.0, 0.0, 0.0, 0.0, 0.0, 1.0, 0.0, 0.0, 0.0, 0.0, 0.0, 1.0, 0.0, 0.0] | 7844685.819 | 1194686.328 | 7758671.1794 | 26304.2237 | 0 | 0 | 51890.5891 | 4893.4534 | 2926.3733 | 40408.1032 | 7007.7766 | 0 | 0 | 1037811.7826 | 97869.0683 | 11589.5974 | 9039372.147 | B002B008 | 2 | ahuaruscu |  | 0 | 1424.048 | 0.24464
2 | [0.0, 0.0, 0.0, 0.0, 0.0, 0.0, 0.0, 0.0, 0.0, 0.0, 0.0, 0.0, 1.0, 0.0, 1.0, 0.0] | 7855004.0695 | 1187099.7211 | 7758526.7974 | 37264.4149 | 0 | 0 | 51445.9026 | 4840.5813 | 2926.3733 | 40818.67 | 8961.7765 | 0 | 0 | 1028918.0521 | 96811.6251 | 11589.5974 | 9042103.7906 | B007B009 | 2 | ahuaruscu |  | 0 | 1424.048 | 0.24876
28 | [0.0, 0.0, 0.0, 0.0, 0.0, 0.0, 0.0, 1.0, 0.0, 1.0, 0.0, 0.0, 0.0, 0.0, 0.0, 0.0] | 7844479.955 | 1197639.6123 | 7758668.416 | 25971.3408 | 0 | 0 | 51996.1764 | 4917.6485 | 2926.3733 | 40798.9422 | 6974.5754 | 0 | 0 | 1039923.5273 | 98352.97 | 11589.5974 | 9042119.5674 | B002B004 | 2 | ahuaruscu |  | 0 | 1424.048 | 0.2464
1 | [0.0, 0.0, 0.0, 0.0, 0.0, 0.0, 0.0, 0.0, 0.0, 1.0, 0.0, 0.0, 0.0, 0.0, 0.0, 1.0] | 7854631.0409 | 1189399.9409 | 7758371.3806 | 36969.925 | 0 | 0 | 51514.6114 | 4848.7506 | 2926.3733 | 41728.6905 | 8814.4142 | 0 | 0 | 1030292.2276 | 96975.0113 | 11589.5974 | 9044030.9818 | B004B010 | 2 | ahuaruscu |  | 0 | 1424.048 | 0.24594
26 | [0.0, 0.0, 0.0, 0.0, 0.0, 0.0, 1.0, 0.0, 1.0, 0.0, 0.0, 0.0, 0.0, 0.0, 0.0, 0.0] | 7853894.8765 | 1194398.8578 | 7758727.8378 | 35954.1258 | 0 | 0 | 51445.9524 | 4840.5872 | 2926.3733 | 45078.2815 | 12000.1883 | 0 | 0 | 1028919.0473 | 96811.7434 | 11589.5974 | 9048293.7343 | B001B003 | 2 | ahuaruscu |  | 0 | 1424.048 | 0.27433
18 | [0.0, 0.0, 0.0, 0.0, 0.0, 0.0, 0.0, 0.0, 1.0, 0.0, 0.0, 0.0, 0.0, 0.0, 1.0, 0.0] | 7849765.2304 | 1199253.6672 | 7758563.8678 | 31360.9369 | 0 | 0 | 51996.3797 | 4917.6727 | 2926.3733 | 42517.2359 | 6865.7859 | 0 | 0 | 1039927.5944 | 98353.4536 | 11589.5974 | 9049018.8976 | B003B009 | 2 | ahuaruscu |  | 0 | 1424.048 | 0.25725
13 | [0.0, 0.0, 0.0, 0.0, 0.0, 0.0, 0.0, 0.0, 1.0, 1.0, 0.0, 0.0, 0.0, 0.0, 0.0, 0.0] | 7851527.633 | 1201010.1731 | 7758704.0436 | 32983.1286 | 0 | 0 | 51996.4111 | 4917.6764 | 2926.3733 | 43743.1957 | 7395.6301 | 0 | 0 | 1039928.2218 | 98353.5282 | 11589.5974 | 9052537.8061 | B003B004 | 2 | ahuaruscu |  | 0 | 1424.048 | 0.26222
15 | [0.0, 0.0, 0.0, 0.0, 0.0, 0.0, 0.0, 0.0, 1.0, 0.0, 1.0, 0.0, 0.0, 0.0, 0.0, 0.0] | 7853206.1443 | 1199887.3607 | 7758729.7266 | 34931.7604 | 0 | 0 | 51742.4447 | 4875.8394 | 2926.3733 | 44830.6576 | 11101.4248 | 0 | 0 | 1034848.8932 | 97516.7878 | 11589.5974 | 9053093.5051 | B003B005 | 2 | ahuaruscu |  | 0 | 1424.048 | 0.26993
16 | [0.0, 0.0, 0.0, 0.0, 0.0, 0.0, 0.0, 0.0, 0.0, 0.0, 0.0, 0.0, 0.0, 0.0, 1.0, 1.0] | 7865933.9774 | 1190966.1085 | 7758411.6562 | 48309.2824 | 0 | 0 | 51446.0649 | 4840.6005 | 2926.3733 | 43963.0343 | 9680.1687 | 0 | 0 | 1028921.2971 | 96812.011 | 11589.5974 | 9056900.0858 | B009B010 | 2 | ahuaruscu |  | 0 | 1424.048 | 0.25902
12 | [0.0, 0.0, 0.0, 0.0, 0.0, 0.0, 0.0, 1.0, 1.0, 0.0, 0.0, 0.0, 0.0, 0.0, 0.0, 0.0] | 7858449.0516 | 1198760.9672 | 7758730.0352 | 40506.0975 | 0 | 0 | 51445.9578 | 4840.5878 | 2926.3733 | 48500.114 | 12940.3441 | 0 | 0 | 1028919.1554 | 96811.7563 | 11589.5974 | 9057210.0189 | B002B003 | 2 | ahuaruscu |  | 0 | 1424.048 | 0.28943
|  | 18713.9721 | 18753.7825 | 189.582 | 18524.1783 | 0 | 0 | 0.18929 | 0.022506 | 0 | 11986.8184 | 6762.7282 | 0 | 0 | 3.7858 | 0.45013 | 0 | 37467.7546
Price deviation maximum to minimum:
0.4154%

## WTP_CBD_l_new
| individual | opex | capex | opex_heat | opex_pump | opex_dis_loads | opex_dis_build | opex_plant | opex_CT | opex_hex | capex_network | capex_pump | capex_dis_loads | capex_dis_build | capex_plant | capex_CT | capex_hex | total | plant_buildings | number_of_plants | supplied_loads | disconnected_buildings | has_loops | length | avg_diam
22 | [0.0, 0.0, 0.0, 0.0, 0.0, 0.0, 0.0, 0.0, 0.0, 0.0, 0.0, 0.0, 0.0, 1.0, 1.0, 0.0] | 4337415.8494 | 113127.5232 | 4312850.0824 | 18869.4467 | 0 | 0 | 96.917 | 3295.9708 | 2303.4325 | 30320.4561 | 6257.1126 | 0 | 0 | 1938.34 | 65919.4164 | 8692.198 | 4450543.3726 | B008B009 | 2 | ahuaruscu |  | 0 | 1424.048 | 0.18344
30 | [0.0, 0.0, 0.0, 0.0, 0.0, 0.0, 0.0, 0.0, 0.0, 0.0, 0.0, 1.0, 1.0, 0.0, 0.0, 0.0] | 4337396.9232 | 113567.056 | 4312787.045 | 18913.5528 | 0 | 0 | 96.9171 | 3295.9758 | 2303.4325 | 31050.7167 | 5966.2827 | 0 | 0 | 1938.3419 | 65919.5167 | 8692.198 | 4450963.9792 | B006B007 | 2 | ahuaruscu |  | 0 | 1424.048 | 0.18697
21 | [0.0, 0.0, 0.0, 0.0, 0.0, 0.0, 1.0, 0.0, 0.0, 0.0, 0.0, 0.0, 0.0, 0.0, 1.0, 0.0] | 4336745.6865 | 114463.3047 | 4312823.2026 | 18190.7062 | 0 | 0 | 97.4729 | 3330.8723 | 2303.4325 | 30792.7563 | 6411.4467 | 0 | 0 | 1949.4571 | 66617.4466 | 8692.198 | 4451208.9912 | B001B009 | 2 | ahuaruscu |  | 0 | 1424.048 | 0.18697
9 | [0.0, 0.0, 0.0, 0.0, 0.0, 0.0, 0.0, 0.0, 0.0, 0.0, 1.0, 0.0, 1.0, 0.0, 0.0, 0.0] | 4337271.9318 | 114768.4966 | 4312756.8807 | 18783.2712 | 0 | 0 | 97.4729 | 3330.8745 | 2303.4325 | 31374.0659 | 6135.2844 | 0 | 0 | 1949.458 | 66617.4903 | 8692.198 | 4452040.4284 | B005B007 | 2 | ahuaruscu |  | 0 | 1424.048 | 0.18873
27 | [0.0, 0.0, 0.0, 0.0, 0.0, 0.0, 1.0, 0.0, 0.0, 0.0, 0.0, 1.0, 0.0, 0.0, 0.0, 0.0] | 4337300.1105 | 115328.3781 | 4312912.7422 | 18669.7067 | 0 | 0 | 97.2572 | 3316.972 | 2303.4325 | 31810.1791 | 6541.4178 | 0 | 0 | 1945.1434 | 66339.4398 | 8692.198 | 4452628.4886 | B001B006 | 2 | ahuaruscu |  | 0 | 1424.048 | 0.19226
6 | [0.0, 0.0, 0.0, 0.0, 0.0, 0.0, 0.0, 0.0, 0.0, 1.0, 0.0, 0.0, 0.0, 1.0, 0.0, 0.0] | 4338340.0184 | 114421.9742 | 4312924.1526 | 19719.5635 | 0 | 0 | 96.9167 | 3295.9532 | 2303.4325 | 31397.1517 | 6475.2268 | 0 | 0 | 1938.3337 | 65919.064 | 8692.198 | 4452761.9926 | B004B008 | 2 | ahuaruscu |  | 0 | 1424.048 | 0.18873
29 | [0.0, 0.0, 0.0, 0.0, 0.0, 0.0, 0.0, 0.0, 0.0, 1.0, 0.0, 1.0, 0.0, 0.0, 0.0, 0.0] | 4338411.4432 | 114410.9259 | 4312924.1656 | 19790.9744 | 0 | 0 | 96.9167 | 3295.954 | 2303.4325 | 31397.1517 | 6464.1628 | 0 | 0 | 1938.3339 | 65919.0795 | 8692.198 | 4452822.3691 | B004B006 | 2 | ahuaruscu |  | 0 | 1424.048 | 0.18873
13 | [0.0, 0.0, 0.0, 0.0, 0.0, 0.0, 0.0, 0.0, 0.0, 0.0, 1.0, 0.0, 0.0, 1.0, 0.0, 0.0] | 4337848.067 | 115197.977 | 4312916.9366 | 19213.4672 | 0 | 0 | 97.2572 | 3316.9735 | 2303.4325 | 31661.2281 | 6559.9362 | 0 | 0 | 1945.1439 | 66339.4707 | 8692.198 | 4453046.044 | B005B008 | 2 | ahuaruscu |  | 0 | 1424.048 | 0.1905
0 | [0.0, 0.0, 0.0, 0.0, 0.0, 0.0, 1.0, 0.0, 0.0, 1.0, 0.0, 0.0, 0.0, 0.0, 0.0, 0.0] | 4337675.1903 | 115755.9732 | 4312909.488 | 19033.9359 | 0 | 0 | 97.4726 | 3330.8613 | 2303.4325 | 31869.4519 | 6627.6453 | 0 | 0 | 1949.4527 | 66617.2253 | 8692.198 | 4453431.1636 | B001B004 | 2 | ahuaruscu |  | 0 | 1424.048 | 0.19226
5 | [0.0, 0.0, 0.0, 0.0, 0.0, 0.0, 0.0, 0.0, 0.0, 1.0, 1.0, 0.0, 0.0, 0.0, 0.0, 0.0] | 4338293.9054 | 115614.6828 | 4312911.7829 | 19650.3554 | 0 | 0 | 97.4727 | 3330.862 | 2303.4325 | 31720.5009 | 6635.2901 | 0 | 0 | 1949.453 | 66617.2408 | 8692.198 | 4453908.5882 | B004B005 | 2 | ahuaruscu |  | 0 | 1424.048 | 0.1905
23 | [0.0, 0.0, 0.0, 0.0, 0.0, 0.0, 0.0, 1.0, 0.0, 0.0, 0.0, 0.0, 0.0, 0.0, 1.0, 0.0] | 4337119.7352 | 117638.6226 | 4312855.8208 | 18532.1243 | 0 | 0 | 97.4731 | 3330.8845 | 2303.4325 | 34281.058 | 6098.2145 | 0 | 0 | 1949.4612 | 66617.6909 | 8692.198 | 4454758.3578 | B002B009 | 2 | ahuaruscu |  | 0 | 1424.048 | 0.20221
3 | [0.0, 0.0, 0.0, 0.0, 0.0, 0.0, 0.0, 1.0, 0.0, 0.0, 0.0, 0.0, 1.0, 0.0, 0.0, 0.0] | 4337027.2653 | 118083.1683 | 4312787.1666 | 18508.3073 | 0 | 0 | 97.4731 | 3330.8858 | 2303.4325 | 35011.3186 | 5812.4733 | 0 | 0 | 1949.4618 | 66617.7166 | 8692.198 | 4455110.4336 | B002B007 | 2 | ahuaruscu |  | 0 | 1424.048 | 0.20574
10 | [0.0, 0.0, 0.0, 0.0, 0.0, 0.0, 0.0, 0.0, 0.0, 1.0, 0.0, 0.0, 0.0, 0.0, 1.0, 0.0] | 4339891.6845 | 116134.2021 | 4312839.5973 | 21357.7988 | 0 | 0 | 96.85 | 3294.0059 | 2303.4325 | 31208.5675 | 8416.3184 | 0 | 0 | 1936.9992 | 65880.119 | 8692.198 | 4456025.8866 | B004B009 | 2 | ahuaruscu |  | 0 | 1424.048 | 0.18968
17 | [0.0, 0.0, 0.0, 0.0, 0.0, 0.0, 0.0, 1.0, 0.0, 0.0, 0.0, 0.0, 0.0, 1.0, 0.0, 0.0] | 4337601.6111 | 118515.4638 | 4312944.3306 | 18939.6067 | 0 | 0 | 97.2574 | 3316.984 | 2303.4325 | 35298.4808 | 6239.9585 | 0 | 0 | 1945.1474 | 66339.679 | 8692.198 | 4456117.0749 | B002B008 | 2 | ahuaruscu |  | 0 | 1424.048 | 0.2075
24 | [0.0, 0.0, 0.0, 0.0, 0.0, 0.0, 0.0, 1.0, 0.0, 0.0, 0.0, 1.0, 0.0, 0.0, 0.0, 0.0] | 4337672.7025 | 118504.4917 | 4312943.0051 | 19012.0238 | 0 | 0 | 97.2574 | 3316.9837 | 2303.4325 | 35298.4808 | 6228.9916 | 0 | 0 | 1945.1474 | 66339.6739 | 8692.198 | 4456177.1942 | B002B006 | 2 | ahuaruscu |  | 0 | 1424.048 | 0.2075
26 | [0.0, 0.0, 0.0, 0.0, 0.0, 0.0, 0.0, 0.0, 0.0, 1.0, 0.0, 0.0, 1.0, 0.0, 0.0, 0.0] | 4339798.1934 | 116416.0101 | 4312773.2955 | 21330.608 | 0 | 0 | 96.85 | 3294.0074 | 2303.4325 | 31938.8281 | 7967.8368 | 0 | 0 | 1936.9998 | 65880.1473 | 8692.198 | 4456214.2034 | B004B007 | 2 | ahuaruscu |  | 0 | 1424.048 | 0.19321
19 | [0.0, 0.0, 0.0, 0.0, 0.0, 0.0, 1.0, 0.0, 0.0, 0.0, 1.0, 0.0, 0.0, 0.0, 0.0, 0.0] | 4339152.7964 | 119733.5316 | 4312922.2902 | 20526.1444 | 0 | 0 | 97.036 | 3303.8933 | 2303.4325 | 32716.4123 | 10306.3352 | 0 | 0 | 1940.7194 | 66077.8666 | 8692.198 | 4458886.328 | B001B005 | 2 | ahuaruscu |  | 0 | 1424.048 | 0.19838
4 | [0.0, 0.0, 0.0, 0.0, 0.0, 0.0, 0.0, 0.0, 0.0, 0.0, 0.0, 0.0, 0.0, 1.0, 0.0, 1.0] | 4344679.3104 | 116214.2104 | 4312669.711 | 26313.2627 | 0 | 0 | 96.9173 | 3295.9869 | 2303.4325 | 33731.9911 | 5931.9375 | 0 | 0 | 1938.3459 | 65919.738 | 8692.198 | 4460893.5208 | B008B010 | 2 | ahuaruscu |  | 0 | 1424.048 | 0.19724
20 | [0.0, 0.0, 0.0, 0.0, 0.0, 0.0, 0.0, 0.0, 1.0, 0.0, 0.0, 0.0, 0.0, 0.0, 1.0, 0.0] | 4340647.5632 | 120723.6236 | 4312903.7292 | 22012.0058 | 0 | 0 | 97.4737 | 3330.9221 | 2303.4325 | 37581.7946 | 5881.7149 | 0 | 0 | 1949.4742 | 66618.442 | 8692.198 | 4461371.1869 | B003B009 | 2 | ahuaruscu |  | 0 | 1424.048 | 0.21756
11 | [0.0, 0.0, 0.0, 0.0, 0.0, 0.0, 1.0, 0.0, 0.0, 0.0, 0.0, 0.0, 0.0, 0.0, 0.0, 1.0] | 4344006.8774 | 117473.9199 | 4312628.2016 | 25646.8891 | 0 | 0 | 97.473 | 3330.8812 | 2303.4325 | 34204.2913 | 6010.3459 | 0 | 0 | 1949.4607 | 66617.624 | 8692.198 | 4461480.7973 | B001B010 | 2 | ahuaruscu |  | 0 | 1424.048 | 0.20077
2 | [0.0, 0.0, 0.0, 0.0, 0.0, 0.0, 0.0, 0.0, 1.0, 0.0, 0.0, 0.0, 1.0, 0.0, 0.0, 0.0] | 4340555.1304 | 121166.821 | 4312835.078 | 21988.2228 | 0 | 0 | 97.4737 | 3330.9234 | 2303.4325 | 38312.0552 | 5594.6254 | 0 | 0 | 1949.4748 | 66618.4677 | 8692.198 | 4461721.9513 | B003B007 | 2 | ahuaruscu |  | 0 | 1424.048 | 0.22108
8 | [0.0, 0.0, 0.0, 0.0, 0.0, 0.0, 0.0, 1.0, 0.0, 0.0, 1.0, 0.0, 0.0, 0.0, 0.0, 0.0] | 4339522.9717 | 122708.0392 | 4312951.3989 | 20867.2025 | 0 | 0 | 97.0361 | 3303.9018 | 2303.4325 | 36204.714 | 9792.3686 | 0 | 0 | 1940.7222 | 66078.0364 | 8692.198 | 4462231.011 | B002B005 | 2 | ahuaruscu |  | 0 | 1424.048 | 0.21362
15 | [0.0, 0.0, 0.0, 0.0, 0.0, 0.0, 0.0, 0.0, 1.0, 0.0, 0.0, 1.0, 0.0, 0.0, 0.0, 0.0] | 4341200.252 | 121590.0186 | 4312989.5975 | 22492.9428 | 0 | 0 | 97.258 | 3317.0212 | 2303.4325 | 38599.2174 | 6013.0178 | 0 | 0 | 1945.1605 | 66340.425 | 8692.198 | 4462790.2706 | B003B006 | 2 | ahuaruscu |  | 0 | 1424.048 | 0.22285
14 | [0.0, 0.0, 0.0, 0.0, 0.0, 0.0, 0.0, 0.0, 1.0, 1.0, 0.0, 0.0, 0.0, 0.0, 0.0, 0.0] | 4341576.8956 | 122018.6105 | 4312990.0443 | 22855.0342 | 0 | 0 | 97.4735 | 3330.911 | 2303.4325 | 38658.4901 | 6100.2317 | 0 | 0 | 1949.4698 | 66618.2208 | 8692.198 | 4463595.506 | B003B004 | 2 | ahuaruscu |  | 0 | 1424.048 | 0.22285
25 | [0.0, 0.0, 0.0, 0.0, 0.0, 0.0, 1.0, 1.0, 0.0, 0.0, 0.0, 0.0, 0.0, 0.0, 0.0, 0.0] | 4340052.1404 | 123556.7986 | 4312951.8864 | 21409.3861 | 0 | 0 | 96.8225 | 3290.6129 | 2303.4325 | 36513.8151 | 10602.0784 | 0 | 0 | 1936.4494 | 65812.2577 | 8692.198 | 4463608.9389 | B001B002 | 2 | ahuaruscu |  | 0 | 1424.048 | 0.21798
1 | [0.0, 0.0, 0.0, 0.0, 0.0, 0.0, 0.0, 0.0, 0.0, 0.0, 0.0, 0.0, 1.0, 0.0, 1.0, 0.0] | 4345871.9048 | 119085.0959 | 4312790.7438 | 27390.2806 | 0 | 0 | 96.8142 | 3290.6337 | 2303.4325 | 34241.4835 | 8402.457 | 0 | 0 | 1936.283 | 65812.6744 | 8692.198 | 4464957.0007 | B007B009 | 2 | ahuaruscu |  | 0 | 1424.048 | 0.20664
12 | [0.0, 0.0, 0.0, 0.0, 0.0, 0.0, 0.0, 1.0, 0.0, 0.0, 0.0, 0.0, 0.0, 0.0, 0.0, 1.0] | 4344381.1699 | 120646.5898 | 4312660.8287 | 25988.542 | 0 | 0 | 97.4732 | 3330.8934 | 2303.4325 | 37692.593 | 5694.4657 | 0 | 0 | 1949.4648 | 66617.8684 | 8692.198 | 4465027.7597 | B002B010 | 2 | ahuaruscu |  | 0 | 1424.048 | 0.21601
16 | [0.0, 0.0, 0.0, 0.0, 0.0, 0.0, 0.0, 0.0, 1.0, 0.0, 1.0, 0.0, 0.0, 0.0, 0.0, 0.0] | 4343048.8708 | 125648.973 | 4312997.4004 | 24347.064 | 0 | 0 | 97.0367 | 3303.9372 | 2303.4325 | 39505.4506 | 9431.8462 | 0 | 0 | 1940.7345 | 66078.7437 | 8692.198 | 4468697.8438 | B003B005 | 2 | ahuaruscu |  | 0 | 1424.048 | 0.22897
28 | [0.0, 0.0, 0.0, 0.0, 0.0, 0.0, 1.0, 0.0, 1.0, 0.0, 0.0, 0.0, 0.0, 0.0, 0.0, 0.0] | 4343577.7354 | 126478.8534 | 4312996.0957 | 24890.7293 | 0 | 0 | 96.8232 | 3290.6547 | 2303.4325 | 39814.5516 | 10222.5459 | 0 | 0 | 1936.4642 | 65813.0936 | 8692.198 | 4470056.5888 | B001B003 | 2 | ahuaruscu |  | 0 | 1424.048 | 0.23333
18 | [0.0, 0.0, 0.0, 0.0, 0.0, 0.0, 0.0, 0.0, 0.0, 0.0, 0.0, 0.0, 0.0, 0.0, 1.0, 1.0] | 4353222.952 | 121579.1267 | 4312671.6796 | 34860.3799 | 0 | 0 | 96.8144 | 3290.6456 | 2303.4325 | 36922.7578 | 8214.9723 | 0 | 0 | 1936.2875 | 65812.911 | 8692.198 | 4474802.0786 | B009B010 | 2 | ahuaruscu |  | 0 | 1424.048 | 0.21691
7 | [0.0, 0.0, 0.0, 0.0, 0.0, 0.0, 0.0, 0.0, 0.0, 0.0, 0.0, 0.0, 1.0, 0.0, 0.0, 1.0] | 4355918.9097 | 124651.4227 | 4312693.4989 | 37534.5002 | 0 | 0 | 96.8234 | 3290.6547 | 2303.4325 | 38438.1846 | 9771.4775 | 0 | 0 | 1936.469 | 65813.0936 | 8692.198 | 4480570.3324 | B007B010 | 2 | ahuaruscu |  | 0 | 1424.048 | 0.22563
|  | 18503.0603 | 11523.8994 | -156.5835 | 18665.0536 | 0 | 0 | -0.093553 | -5.3161 | 0 | 8117.7284 | 3514.3649 | 0 | 0 | -1.8711 | -106.3228 | 0 | 30026.9598
Price deviation maximum to minimum:
0.6747%

## WTP_MIX_h_new
| individual | opex | capex | opex_heat | opex_pump | opex_dis_loads | opex_dis_build | opex_plant | opex_CT | opex_hex | capex_network | capex_pump | capex_dis_loads | capex_dis_build | capex_plant | capex_CT | capex_hex | total | plant_buildings | number_of_plants | supplied_loads | disconnected_buildings | has_loops | length | avg_diam
6 | [0.0, 0.0, 0.0, 0.0, 0.0, 0.0, 0.0, 0.0, 0.0, 1.0, 1.0, 0.0, 0.0, 0.0, 0.0, 0.0] | 8893593.0412 | 1292170.4663 | 8808524.6874 | 19029.999 | 0 | 0 | 56385.9078 | 5451.218 | 4201.229 | 34767.9321 | 8201.2013 | 0 | 0 | 1127718.1554 | 109024.3603 | 12458.8172 | 10185763.5075 | B004B005 | 2 | ahuaruscu |  | 0 | 1383.5478 | 0.21045 | B001
29 | [0.0, 0.0, 0.0, 0.0, 0.0, 0.0, 0.0, 1.0, 0.0, 1.0, 0.0, 0.0, 0.0, 0.0, 0.0, 0.0] | 8894517.4751 | 1291882.5733 | 8808393.3922 | 20085.8043 | 0 | 0 | 56385.8396 | 5451.2099 | 4201.229 | 33745.6665 | 8937.0989 | 0 | 0 | 1127716.7925 | 109024.1982 | 12458.8172 | 10186400.0483 | B002B004 | 2 | ahuaruscu |  | 0 | 1383.5478 | 0.20879 | B004
13 | [0.0, 0.0, 0.0, 0.0, 0.0, 0.0, 1.0, 0.0, 0.0, 0.0, 0.0, 0.0, 0.0, 0.0, 0.0, 1.0] | 8893708.8427 | 1296768.7809 | 8808458.6888 | 18895.0076 | 0 | 0 | 56669.036 | 5484.8813 | 4201.229 | 32738.9268 | 8492.6907 | 0 | 0 | 1133380.7206 | 109697.6257 | 12458.8172 | 10190477.6236 | B001B010 | 2 | ahuaruscu |  | 0 | 1383.5478 | 0.20158 | B010
21 | [0.0, 0.0, 0.0, 0.0, 0.0, 0.0, 1.0, 0.0, 0.0, 0.0, 1.0, 0.0, 0.0, 0.0, 0.0, 0.0] | 8893970.0309 | 1297407.5576 | 8808578.4878 | 19036.3241 | 0 | 0 | 56669.1009 | 5484.889 | 4201.229 | 34079.7437 | 7789.1981 | 0 | 0 | 1133382.0186 | 109697.78 | 12458.8172 | 10191377.5885 | B001B005 | 2 | ahuaruscu |  | 0 | 1383.5478 | 0.2069
25 | [0.0, 0.0, 0.0, 0.0, 0.0, 0.0, 1.0, 1.0, 0.0, 0.0, 0.0, 0.0, 0.0, 0.0, 0.0, 0.0] | 8894896.7993 | 1297156.0057 | 8808451.247 | 20090.3926 | 0 | 0 | 56669.0479 | 5484.8827 | 4201.229 | 33057.4782 | 8561.0979 | 0 | 0 | 1133380.9586 | 109697.654 | 12458.8172 | 10192052.805 | B001B002 | 2 | ahuaruscu |  | 0 | 1383.5478 | 0.20524
10 | [0.0, 0.0, 0.0, 0.0, 0.0, 0.0, 0.0, 0.0, 0.0, 0.0, 1.0, 0.0, 1.0, 0.0, 0.0, 0.0] | 8897460.4815 | 1295488.6187 | 8808576.9524 | 22728.0278 | 0 | 0 | 56490.6059 | 5463.6664 | 4201.229 | 35451.9694 | 8492.3872 | 0 | 0 | 1129812.1175 | 109273.3273 | 12458.8172 | 10192949.1001 | B005B007 | 2 | ahuaruscu |  | 0 | 1383.5478 | 0.21624
4 | [0.0, 0.0, 0.0, 0.0, 0.0, 0.0, 0.0, 1.0, 0.0, 0.0, 0.0, 0.0, 1.0, 0.0, 0.0, 0.0] | 8898385.5822 | 1295244.4286 | 8808446.241 | 23783.8883 | 0 | 0 | 56490.5626 | 5463.6612 | 4201.229 | 34429.7038 | 9271.431 | 0 | 0 | 1129811.2522 | 109273.2245 | 12458.8172 | 10193630.0108 | B002B007 | 2 | ahuaruscu |  | 0 | 1383.5478 | 0.21458
24 | [0.0, 0.0, 0.0, 0.0, 0.0, 0.0, 0.0, 1.0, 0.0, 0.0, 0.0, 0.0, 0.0, 0.0, 1.0, 0.0] | 8897284.1225 | 1297852.2123 | 8808453.599 | 22475.2343 | 0 | 0 | 56669.1637 | 5484.8965 | 4201.229 | 34071.0975 | 8241.0952 | 0 | 0 | 1133383.2733 | 109697.9292 | 12458.8172 | 10195136.3348 | B002B009 | 2 | ahuaruscu |  | 0 | 1383.5478 | 0.21459
17 | [0.0, 0.0, 0.0, 0.0, 0.0, 0.0, 0.0, 0.0, 1.0, 1.0, 0.0, 0.0, 0.0, 0.0, 0.0, 0.0] | 8902668.0298 | 1293843.5647 | 8808547.7052 | 28081.9335 | 0 | 0 | 56385.9402 | 5451.2219 | 4201.229 | 36769.235 | 7872.2707 | 0 | 0 | 1127718.8044 | 109024.4375 | 12458.8172 | 10196511.5945 | B003B004 | 2 | ahuaruscu |  | 0 | 1383.5478 | 0.22144
5 | [0.0, 0.0, 0.0, 0.0, 0.0, 0.0, 0.0, 0.0, 0.0, 0.0, 0.0, 0.0, 0.0, 1.0, 0.0, 1.0] | 8902430.7138 | 1296862.1371 | 8808487.6212 | 27850.7533 | 0 | 0 | 56434.1557 | 5456.9546 | 4201.229 | 37589.8135 | 8991.3016 | 0 | 0 | 1128683.1134 | 109139.0915 | 12458.8172 | 10199292.8509 | B008B010 | 2 | ahuaruscu |  | 0 | 1383.5478 | 0.2276
0 | [0.0, 0.0, 0.0, 0.0, 0.0, 0.0, 0.0, 0.0, 0.0, 0.0, 1.0, 0.0, 0.0, 1.0, 0.0, 0.0] | 8902693.2964 | 1297461.7787 | 8808611.068 | 27989.8274 | 0 | 0 | 56434.2108 | 5456.9611 | 4201.229 | 38930.6304 | 8248.8918 | 0 | 0 | 1128684.2167 | 109139.2227 | 12458.8172 | 10200155.0751 | B005B008 | 2 | ahuaruscu |  | 0 | 1383.5478 | 0.23292
19 | [0.0, 0.0, 0.0, 0.0, 0.0, 0.0, 0.0, 1.0, 0.0, 0.0, 0.0, 0.0, 0.0, 1.0, 0.0, 0.0] | 8903618.5199 | 1297254.7436 | 8808479.9148 | 29046.2513 | 0 | 0 | 56434.1686 | 5456.9561 | 4201.229 | 37908.3648 | 9065.0663 | 0 | 0 | 1128683.373 | 109139.1223 | 12458.8172 | 10200873.2635 | B002B008 | 2 | ahuaruscu |  | 0 | 1383.5478 | 0.23126
27 | [0.0, 0.0, 0.0, 0.0, 0.0, 0.0, 1.0, 0.0, 1.0, 0.0, 0.0, 0.0, 0.0, 0.0, 0.0, 0.0] | 8903040.882 | 1299131.7398 | 8808595.3564 | 28090.2934 | 0 | 0 | 56669.1128 | 5484.8904 | 4201.229 | 36081.0466 | 7511.8112 | 0 | 0 | 1133382.2566 | 109697.8083 | 12458.8172 | 10202172.6218 | B001B003 | 2 | ahuaruscu |  | 0 | 1383.5478 | 0.21789
3 | [0.0, 0.0, 0.0, 0.0, 0.0, 0.0, 0.0, 0.0, 1.0, 0.0, 0.0, 0.0, 1.0, 0.0, 0.0, 0.0] | 8906534.902 | 1297172.4644 | 8808599.2836 | 31780.1305 | 0 | 0 | 56490.594 | 5463.665 | 4201.229 | 37453.2723 | 8175.1964 | 0 | 0 | 1129811.8795 | 109273.2991 | 12458.8172 | 10203707.3664 | B003B007 | 2 | ahuaruscu |  | 0 | 1383.5478 | 0.22724
22 | [0.0, 0.0, 0.0, 0.0, 0.0, 0.0, 0.0, 0.0, 1.0, 0.0, 0.0, 0.0, 0.0, 0.0, 1.0, 0.0] | 8905427.5978 | 1299762.7668 | 8808597.8036 | 30474.4324 | 0 | 0 | 56669.2286 | 5484.9042 | 4201.229 | 37094.6659 | 7126.6289 | 0 | 0 | 1133384.5713 | 109698.0835 | 12458.8172 | 10205190.3646 | B003B009 | 2 | ahuaruscu |  | 0 | 1383.5478 | 0.22725
30 | [0.0, 0.0, 0.0, 0.0, 0.0, 0.0, 0.0, 0.0, 0.0, 1.0, 0.0, 1.0, 0.0, 0.0, 0.0, 0.0] | 8910200.6249 | 1296019.089 | 8808568.321 | 35593.9007 | 0 | 0 | 56385.951 | 5451.2232 | 4201.229 | 39027.048 | 7789.74 | 0 | 0 | 1127719.0207 | 109024.4632 | 12458.8172 | 10206219.7139 | B004B006 | 2 | ahuaruscu |  | 0 | 1383.5478 | 0.23104
12 | [0.0, 0.0, 0.0, 0.0, 0.0, 0.0, 0.0, 0.0, 1.0, 0.0, 0.0, 0.0, 0.0, 0.0, 0.0, 1.0] | 8913070.1893 | 1297472.9684 | 8808527.8202 | 38685.7098 | 0 | 0 | 56223.5199 | 5431.9105 | 4201.229 | 42831.3004 | 9074.2438 | 0 | 0 | 1124470.3973 | 108638.2097 | 12458.8172 | 10210543.1577 | B003B010 | 2 | ahuaruscu |  | 0 | 1383.5478 | 0.24906
1 | [0.0, 0.0, 0.0, 0.0, 0.0, 0.0, 0.0, 0.0, 1.0, 0.0, 0.0, 0.0, 0.0, 1.0, 0.0, 0.0] | 8911767.6076 | 1299097.6207 | 8808634.3232 | 37040.8979 | 0 | 0 | 56434.1979 | 5456.9596 | 4201.229 | 40931.9333 | 7883.7214 | 0 | 0 | 1128683.9571 | 109139.1918 | 12458.8172 | 10210865.2282 | B003B008 | 2 | ahuaruscu |  | 0 | 1383.5478 | 0.24391
20 | [0.0, 0.0, 0.0, 0.0, 0.0, 0.0, 0.0, 0.0, 1.0, 0.0, 1.0, 0.0, 0.0, 0.0, 0.0, 0.0] | 8913334.1705 | 1298030.7187 | 8808652.9364 | 38824.4864 | 0 | 0 | 56223.5988 | 5431.9199 | 4201.229 | 44172.1173 | 8289.4102 | 0 | 0 | 1124471.9766 | 108638.3974 | 12458.8172 | 10211364.8892 | B003B005 | 2 | ahuaruscu |  | 0 | 1383.5478 | 0.25438
7 | [0.0, 0.0, 0.0, 0.0, 0.0, 0.0, 0.0, 0.0, 0.0, 1.0, 0.0, 0.0, 0.0, 1.0, 0.0, 0.0] | 8913775.4217 | 1297969.0802 | 8808587.7314 | 39103.7032 | 0 | 0 | 56426.6911 | 5456.0671 | 4201.229 | 40542.7675 | 7312.3332 | 0 | 0 | 1128533.8213 | 109121.341 | 12458.8172 | 10211744.5019 | B004B008 | 2 | ahuaruscu |  | 0 | 1383.5478 | 0.23761
16 | [0.0, 0.0, 0.0, 0.0, 0.0, 0.0, 0.0, 1.0, 1.0, 0.0, 0.0, 0.0, 0.0, 0.0, 0.0, 0.0] | 8914258.0854 | 1297869.6987 | 8808519.9882 | 39881.4257 | 0 | 0 | 56223.5307 | 5431.9118 | 4201.229 | 43149.8517 | 9152.1808 | 0 | 0 | 1124470.6136 | 108638.2354 | 12458.8172 | 10212127.7841 | B002B003 | 2 | ahuaruscu |  | 0 | 1383.5478 | 0.25272
18 | [0.0, 0.0, 0.0, 0.0, 0.0, 0.0, 0.0, 0.0, 1.0, 0.0, 0.0, 1.0, 0.0, 0.0, 0.0, 0.0] | 8914718.3208 | 1299016.4013 | 8808653.3966 | 40062.0813 | 0 | 0 | 56354.1694 | 5447.4444 | 4201.229 | 42926.8605 | 7598.4476 | 0 | 0 | 1127083.388 | 108948.888 | 12458.8172 | 10213734.7221 | B003B006 | 2 | ahuaruscu |  | 0 | 1383.5478 | 0.25225
28 | [0.0, 0.0, 0.0, 0.0, 0.0, 0.0, 1.0, 0.0, 0.0, 0.0, 0.0, 0.0, 0.0, 1.0, 0.0, 0.0] | 8914066.2881 | 1303159.6646 | 8808622.5442 | 39042.9701 | 0 | 0 | 56709.815 | 5489.7298 | 4201.229 | 39854.5792 | 6855.3722 | 0 | 0 | 1134196.2999 | 109794.5961 | 12458.8172 | 10217225.9527 | B001B008 | 2 | ahuaruscu |  | 0 | 1383.5478 | 0.23406
9 | [0.0, 0.0, 0.0, 0.0, 0.0, 0.0, 0.0, 1.0, 0.0, 0.0, 1.0, 0.0, 0.0, 0.0, 0.0, 0.0] | 8921332.8248 | 1296252.5955 | 8808542.7116 | 47167.4199 | 0 | 0 | 56014.4157 | 5407.0485 | 4201.229 | 46027.5698 | 9336.9244 | 0 | 0 | 1120288.3141 | 108140.9701 | 12458.8172 | 10217585.4203 | B002B005 | 2 | ahuaruscu |  | 0 | 1383.5478 | 0.2724
23 | [0.0, 0.0, 0.0, 0.0, 0.0, 0.0, 1.0, 0.0, 0.0, 0.0, 0.0, 0.0, 0.0, 0.0, 1.0, 0.0] | 8925678.1216 | 1292218.4311 | 8808685.617 | 51580.3453 | 0 | 0 | 55826.2538 | 5384.6765 | 4201.229 | 45229.2257 | 10311.7829 | 0 | 0 | 1116525.0753 | 107693.53 | 12458.8172 | 10217896.5527 | B001B009 | 2 | ahuaruscu |  | 0 | 1383.5478 | 0.27062
26 | [0.0, 0.0, 0.0, 0.0, 0.0, 0.0, 0.0, 0.0, 0.0, 1.0, 0.0, 0.0, 1.0, 0.0, 0.0, 0.0] | 8920661.5273 | 1301222.0891 | 8808622.532 | 45899.7626 | 0 | 0 | 56476.0661 | 5461.9376 | 4201.229 | 43185.8085 | 6817.3898 | 0 | 0 | 1129521.3213 | 109238.7524 | 12458.8172 | 10221883.6164 | B004B007 | 2 | ahuaruscu |  | 0 | 1383.5478 | 0.25076
14 | [0.0, 0.0, 0.0, 0.0, 0.0, 0.0, 0.0, 1.0, 0.0, 0.0, 0.0, 0.0, 0.0, 0.0, 0.0, 1.0] | 8927008.1454 | 1296307.2982 | 8808607.9938 | 52988.2622 | 0 | 0 | 55826.0126 | 5384.6478 | 4201.229 | 49326.0379 | 10309.2357 | 0 | 0 | 1116520.2511 | 107692.9564 | 12458.8172 | 10223315.4436 | B002B010 | 2 | ahuaruscu |  | 0 | 1383.5478 | 0.29186
15 | [0.0, 0.0, 0.0, 0.0, 0.0, 0.0, 1.0, 0.0, 0.0, 0.0, 0.0, 0.0, 1.0, 0.0, 0.0, 0.0] | 8921018.7491 | 1306750.2586 | 8808647.8966 | 45914.8802 | 0 | 0 | 56759.1478 | 5495.5954 | 4201.229 | 42497.6202 | 6698.9579 | 0 | 0 | 1135182.9562 | 109911.9071 | 12458.8172 | 10227769.0077 | B001B007 | 2 | ahuaruscu |  | 0 | 1383.5478 | 0.24721
2 | [0.0, 0.0, 0.0, 0.0, 0.0, 0.0, 0.0, 0.0, 0.0, 0.0, 0.0, 0.0, 1.0, 0.0, 1.0, 0.0] | 8923407.0696 | 1307539.472 | 8808650.4716 | 48300.4987 | 0 | 0 | 56759.2614 | 5495.6089 | 4201.229 | 43511.2395 | 6472.0104 | 0 | 0 | 1135185.2277 | 109912.1772 | 12458.8172 | 10230946.5415 | B007B009 | 2 | ahuaruscu |  | 0 | 1383.5478 | 0.25656
8 | [0.0, 0.0, 0.0, 0.0, 0.0, 0.0, 1.0, 0.0, 0.0, 1.0, 0.0, 0.0, 0.0, 0.0, 0.0, 0.0] | 8923048.6448 | 1310455.6398 | 8808649.8096 | 47842.4983 | 0 | 0 | 56848.8475 | 5506.2604 | 4201.229 | 44084.4039 | 6810.2606 | 0 | 0 | 1136976.9495 | 110125.2086 | 12458.8172 | 10233504.2846 | B001B004 | 2 | ahuaruscu |  | 0 | 1383.5478 | 0.25655
11 | [0.0, 0.0, 0.0, 0.0, 0.0, 0.0, 0.0, 0.0, 0.0, 1.0, 0.0, 0.0, 0.0, 0.0, 1.0, 0.0] | 8925436.8367 | 1311245.5729 | 8808652.065 | 50228.304 | 0 | 0 | 56848.9643 | 5506.2743 | 4201.229 | 45098.0232 | 6583.9602 | 0 | 0 | 1136979.2859 | 110125.4864 | 12458.8172 | 10236682.4096 | B004B009 | 2 | ahuaruscu |  | 0 | 1383.5478 | 0.26591
|  | 31843.7955 | 19075.1067 | 127.3776 | 31198.305 | 0 | 0 | 463.0565 | 55.0563 | 0 | 10330.0911 | -1617.2411 | 0 | 0 | 9261.1306 | 1101.1261 | 0 | 50918.9021
Price deviation maximum to minimum:
0.4999%

## WTP_MIX_m_new
| individual | opex | capex | opex_heat | opex_pump | opex_dis_loads | opex_dis_build | opex_plant | opex_CT | opex_hex | capex_network | capex_pump | capex_dis_loads | capex_dis_build | capex_plant | capex_CT | capex_hex | total | plant_buildings | number_of_plants | supplied_loads | disconnected_buildings | has_loops | length | avg_diam
15 | [0.0, 0.0, 0.0, 0.0, 0.0, 0.0, 0.0, 1.0, 0.0, 1.0, 0.0, 0.0, 0.0, 0.0, 0.0, 0.0] | 6731748.0191 | 1035551.1518 | 6663926.205 | 15224.5463 | 0 | 0 | 45287.3029 | 4108.3386 | 3201.6263 | 30614.9292 | 7461.9746 | 0 | 0 | 905746.0585 | 82166.7717 | 9561.4178 | 7767299.1709 | B002B004 | 2 | ahuaruscu |  | 0 | 1383.5478 | 0.18969
5 | [0.0, 0.0, 0.0, 0.0, 0.0, 0.0, 0.0, 0.0, 0.0, 1.0, 1.0, 0.0, 0.0, 0.0, 0.0, 0.0] | 6734427.6685 | 1035079.1827 | 6664024.3804 | 17806.0518 | 0 | 0 | 45287.2748 | 4108.3352 | 3201.6263 | 30173.6926 | 7431.8714 | 0 | 0 | 905745.4961 | 82166.7048 | 9561.4178 | 7769506.8512 | B004B005 | 2 | ahuaruscu |  | 0 | 1383.5478 | 0.18424
8 | [0.0, 0.0, 0.0, 0.0, 0.0, 0.0, 0.0, 0.0, 0.0, 0.0, 0.0, 0.0, 1.0, 0.0, 0.0, 1.0] | 6733514.8946 | 1038693.071 | 6664000.753 | 16818.4625 | 0 | 0 | 45375.2568 | 4118.7961 | 3201.6263 | 31309.1031 | 7941.4928 | 0 | 0 | 907505.1355 | 82375.9217 | 9561.4178 | 7772207.9655 | B007B010 | 2 | ahuaruscu |  | 0 | 1383.5478 | 0.19068
23 | [0.0, 0.0, 0.0, 0.0, 0.0, 0.0, 0.0, 0.0, 0.0, 0.0, 0.0, 0.0, 0.0, 0.0, 1.0, 1.0] | 6732478.7391 | 1039812.9032 | 6664012.0536 | 15634.5596 | 0 | 0 | 45497.2043 | 4133.2953 | 3201.6263 | 30981.917 | 6659.5759 | 0 | 0 | 909944.0855 | 82665.907 | 9561.4178 | 7772291.6423 | B009B010 | 2 | ahuaruscu |  | 0 | 1383.5478 | 0.19112
20 | [0.0, 0.0, 0.0, 0.0, 0.0, 0.0, 1.0, 0.0, 0.0, 0.0, 1.0, 0.0, 0.0, 0.0, 0.0, 0.0] | 6733734.2268 | 1039060.9415 | 6664089.3794 | 16812.9103 | 0 | 0 | 45497.0355 | 4133.2753 | 3201.6263 | 29936.8774 | 6956.4298 | 0 | 0 | 909940.7107 | 82665.5057 | 9561.4178 | 7772795.1683 | B001B005 | 2 | ahuaruscu |  | 0 | 1383.5478 | 0.18247
3 | [0.0, 0.0, 0.0, 0.0, 0.0, 0.0, 0.0, 1.0, 0.0, 0.0, 0.0, 0.0, 1.0, 0.0, 0.0, 0.0] | 6733786.2597 | 1039055.8858 | 6663994.9658 | 17095.5942 | 0 | 0 | 45375.2752 | 4118.7983 | 3201.6263 | 31750.3398 | 7862.6595 | 0 | 0 | 907505.5033 | 82375.9654 | 9561.4178 | 7772842.1455 | B002B007 | 2 | ahuaruscu |  | 0 | 1383.5478 | 0.19612
11 | [0.0, 0.0, 0.0, 0.0, 0.0, 0.0, 0.0, 0.0, 0.0, 0.0, 1.0, 0.0, 1.0, 0.0, 0.0, 0.0] | 6736465.4522 | 1038587.5323 | 6664092.5648 | 19677.247 | 0 | 0 | 45375.2222 | 4118.792 | 3201.6263 | 31309.1031 | 7836.7288 | 0 | 0 | 907504.4433 | 82375.8394 | 9561.4178 | 7775052.9845 | B005B007 | 2 | ahuaruscu |  | 0 | 1383.5478 | 0.19068
22 | [0.0, 0.0, 0.0, 0.0, 0.0, 0.0, 0.0, 0.0, 0.0, 0.0, 1.0, 0.0, 0.0, 0.0, 1.0, 0.0] | 6735427.5628 | 1039751.4919 | 6664101.0266 | 18494.4345 | 0 | 0 | 45497.1826 | 4133.2928 | 3201.6263 | 30981.917 | 6598.6486 | 0 | 0 | 909943.6529 | 82665.8555 | 9561.4178 | 7775179.0547 | B005B009 | 2 | ahuaruscu |  | 0 | 1383.5478 | 0.19112
4 | [0.0, 0.0, 0.0, 0.0, 0.0, 0.0, 0.0, 0.0, 0.0, 0.0, 0.0, 0.0, 0.0, 1.0, 0.0, 1.0] | 6741257.8002 | 1041030.1429 | 6664074.2028 | 24525.4817 | 0 | 0 | 45341.685 | 4114.8045 | 3201.6263 | 34499.4873 | 7839.4486 | 0 | 0 | 906833.6996 | 82296.0896 | 9561.4178 | 7782287.9431 | B008B010 | 2 | ahuaruscu |  | 0 | 1383.5478 | 0.20355
18 | [0.0, 0.0, 0.0, 0.0, 0.0, 0.0, 0.0, 1.0, 0.0, 0.0, 0.0, 0.0, 0.0, 1.0, 0.0, 0.0] | 6741529.3782 | 1041424.8163 | 6664068.4198 | 24802.8209 | 0 | 0 | 45341.7044 | 4114.8068 | 3201.6263 | 34940.7239 | 7792.4497 | 0 | 0 | 906834.089 | 82296.1359 | 9561.4178 | 7782954.1945 | B002B008 | 2 | ahuaruscu |  | 0 | 1383.5478 | 0.20899
1 | [0.0, 0.0, 0.0, 0.0, 0.0, 0.0, 0.0, 0.0, 0.0, 0.0, 1.0, 0.0, 0.0, 1.0, 0.0, 0.0] | 6744208.9248 | 1040954.4658 | 6664166.4762 | 27384.3788 | 0 | 0 | 45341.6439 | 4114.7996 | 3201.6263 | 34499.4873 | 7764.6913 | 0 | 0 | 906832.8775 | 82295.9918 | 9561.4178 | 7785163.3905 | B005B008 | 2 | ahuaruscu |  | 0 | 1383.5478 | 0.20355
25 | [0.0, 0.0, 0.0, 0.0, 0.0, 0.0, 1.0, 0.0, 0.0, 0.0, 0.0, 1.0, 0.0, 0.0, 0.0, 0.0] | 6742849.6336 | 1043569.0078 | 6664143.6856 | 25873.9419 | 0 | 0 | 45497.0972 | 4133.2826 | 3201.6263 | 35065.5564 | 6334.4374 | 0 | 0 | 909941.9438 | 82665.6523 | 9561.4178 | 7786418.6414 | B001B006 | 2 | ahuaruscu |  | 0 | 1383.5478 | 0.20435
21 | [0.0, 0.0, 0.0, 0.0, 0.0, 0.0, 0.0, 0.0, 0.0, 0.0, 0.0, 1.0, 0.0, 0.0, 0.0, 1.0] | 6745723.0357 | 1041411.8154 | 6664114.0916 | 29011.3907 | 0 | 0 | 45287.5582 | 4108.3689 | 3201.6263 | 36329.0948 | 7602.76 | 0 | 0 | 905751.164 | 82167.3787 | 9561.4178 | 7787134.851 | B006B010 | 2 | ahuaruscu |  | 0 | 1383.5478 | 0.20999
6 | [0.0, 0.0, 0.0, 0.0, 0.0, 0.0, 0.0, 0.0, 0.0, 1.0, 0.0, 0.0, 0.0, 1.0, 0.0, 0.0] | 6745865.6147 | 1041406.5651 | 6664137.849 | 29095.9893 | 0 | 0 | 45318.1446 | 4112.0056 | 3201.6263 | 37131.9791 | 6110.1647 | 0 | 0 | 906362.8918 | 82240.1117 | 9561.4178 | 7787272.1798 | B004B008 | 2 | ahuaruscu |  | 0 | 1383.5478 | 0.21256
28 | [0.0, 0.0, 0.0, 0.0, 0.0, 0.0, 0.0, 0.0, 0.0, 0.0, 0.0, 1.0, 1.0, 0.0, 0.0, 0.0] | 6745517.0068 | 1042792.4329 | 6664158.6916 | 28662.676 | 0 | 0 | 45375.2211 | 4118.7918 | 3201.6263 | 36437.7821 | 6912.9746 | 0 | 0 | 907504.4216 | 82375.8368 | 9561.4178 | 7788309.4398 | B006B007 | 2 | ahuaruscu |  | 0 | 1383.5478 | 0.21256
7 | [0.0, 0.0, 0.0, 0.0, 0.0, 0.0, 0.0, 0.0, 0.0, 0.0, 1.0, 1.0, 0.0, 0.0, 0.0, 0.0] | 6748674.4516 | 1041323.8077 | 6664206.9072 | 31870.0273 | 0 | 0 | 45287.5258 | 4108.3651 | 3201.6263 | 36329.0948 | 7515.4785 | 0 | 0 | 905750.515 | 82167.3015 | 9561.4178 | 7789998.2593 | B005B006 | 2 | ahuaruscu |  | 0 | 1383.5478 | 0.20999
26 | [0.0, 0.0, 0.0, 0.0, 0.0, 0.0, 1.0, 0.0, 0.0, 0.0, 0.0, 0.0, 0.0, 1.0, 0.0, 0.0] | 6745229.3586 | 1045570.1694 | 6664184.8534 | 28178.1163 | 0 | 0 | 45527.8264 | 4136.9362 | 3201.6263 | 36895.1639 | 5818.3356 | 0 | 0 | 910556.5272 | 82738.7248 | 9561.4178 | 7790799.528 | B001B008 | 2 | ahuaruscu |  | 0 | 1383.5478 | 0.21078
2 | [0.0, 0.0, 0.0, 0.0, 0.0, 0.0, 0.0, 0.0, 1.0, 0.0, 0.0, 0.0, 0.0, 1.0, 0.0, 0.0] | 6748362.5379 | 1042830.4169 | 6664189.262 | 31515.2255 | 0 | 0 | 45341.6266 | 4114.7975 | 3201.6263 | 36500.7902 | 7639.7269 | 0 | 0 | 906832.5314 | 82295.9507 | 9561.4178 | 7791192.9548 | B003B008 | 2 | ahuaruscu |  | 0 | 1383.5478 | 0.21454
0 | [0.0, 0.0, 0.0, 0.0, 0.0, 0.0, 0.0, 0.0, 0.0, 0.0, 0.0, 0.0, 1.0, 1.0, 0.0, 0.0] | 6747899.7379 | 1044752.9261 | 6664204.169 | 30965.6111 | 0 | 0 | 45405.8929 | 4122.4386 | 3201.6263 | 38267.3896 | 6357.4872 | 0 | 0 | 908117.8584 | 82448.773 | 9561.4178 | 7792652.664 | B007B008 | 2 | ahuaruscu |  | 0 | 1383.5478 | 0.21899
16 | [0.0, 0.0, 0.0, 0.0, 0.0, 0.0, 0.0, 1.0, 1.0, 0.0, 0.0, 0.0, 0.0, 0.0, 0.0, 0.0] | 6752224.2164 | 1042401.1795 | 6664139.2464 | 35600.1479 | 0 | 0 | 45186.806 | 4096.3897 | 3201.6263 | 39897.7076 | 7278.1386 | 0 | 0 | 903736.1206 | 81927.7949 | 9561.4178 | 7794625.3958 | B002B003 | 2 | ahuaruscu |  | 0 | 1383.5478 | 0.22858
24 | [0.0, 0.0, 0.0, 0.0, 0.0, 0.0, 0.0, 0.0, 0.0, 1.0, 0.0, 0.0, 1.0, 0.0, 0.0, 0.0] | 6750709.0695 | 1044978.528 | 6664219.3242 | 33813.0954 | 0 | 0 | 45358.2497 | 4116.774 | 3201.6263 | 40322.3633 | 5594.2737 | 0 | 0 | 907164.9935 | 82335.4796 | 9561.4178 | 7795687.5975 | B004B007 | 2 | ahuaruscu |  | 0 | 1383.5478 | 0.22543
17 | [0.0, 0.0, 0.0, 0.0, 0.0, 0.0, 0.0, 0.0, 1.0, 0.0, 0.0, 1.0, 0.0, 0.0, 0.0, 0.0] | 6752828.8767 | 1043174.0931 | 6664230.9564 | 36000.3681 | 0 | 0 | 45287.5571 | 4108.3688 | 3201.6263 | 38330.3977 | 7363.7591 | 0 | 0 | 905751.1424 | 82167.3761 | 9561.4178 | 7796002.9698 | B003B006 | 2 | ahuaruscu |  | 0 | 1383.5478 | 0.22098
19 | [0.0, 0.0, 0.0, 0.0, 0.0, 0.0, 0.0, 0.0, 1.0, 0.0, 1.0, 0.0, 0.0, 0.0, 0.0, 0.0] | 6754905.1811 | 1041914.8294 | 6664238.9666 | 38181.4311 | 0 | 0 | 45186.7714 | 4096.3856 | 3201.6263 | 39456.4709 | 7233.7997 | 0 | 0 | 903735.4283 | 81927.7126 | 9561.4178 | 7796820.0104 | B003B005 | 2 | ahuaruscu |  | 0 | 1383.5478 | 0.22314
13 | [0.0, 0.0, 0.0, 0.0, 0.0, 0.0, 0.0, 0.0, 0.0, 0.0, 0.0, 1.0, 0.0, 1.0, 0.0, 0.0] | 6753261.6142 | 1045142.1589 | 6664234.7508 | 36368.8058 | 0 | 0 | 45341.6331 | 4114.7983 | 3201.6263 | 39628.1663 | 6823.9475 | 0 | 0 | 906832.6612 | 82295.9661 | 9561.4178 | 7798403.7731 | B006B008 | 2 | ahuaruscu |  | 0 | 1383.5478 | 0.22543
27 | [0.0, 0.0, 0.0, 0.0, 0.0, 0.0, 1.0, 0.0, 0.0, 0.0, 0.0, 0.0, 1.0, 0.0, 0.0, 0.0] | 6750066.2586 | 1049271.6339 | 6664256.8466 | 32898.2065 | 0 | 0 | 45567.8806 | 4141.6986 | 3201.6263 | 40085.5481 | 5433.0839 | 0 | 0 | 911357.6122 | 82833.9719 | 9561.4178 | 7799337.8924 | B001B007 | 2 | ahuaruscu |  | 0 | 1383.5478 | 0.22365
10 | [0.0, 0.0, 0.0, 0.0, 0.0, 0.0, 0.0, 0.0, 0.0, 0.0, 1.0, 0.0, 0.0, 0.0, 0.0, 1.0] | 6758633.3355 | 1041302.9167 | 6664160.7094 | 42158.9193 | 0 | 0 | 45033.8741 | 4078.2065 | 3201.6263 | 41457.7738 | 8042.1132 | 0 | 0 | 900677.4817 | 81564.1301 | 9561.4178 | 7799936.2522 | B005B010 | 2 | ahuaruscu |  | 0 | 1383.5478 | 0.23752
9 | [0.0, 0.0, 0.0, 0.0, 0.0, 0.0, 0.0, 1.0, 0.0, 0.0, 1.0, 0.0, 0.0, 0.0, 0.0, 0.0] | 6758904.6325 | 1041681.7912 | 6664154.761 | 42436.1476 | 0 | 0 | 45033.8892 | 4078.2083 | 3201.6263 | 41899.0105 | 7979.4122 | 0 | 0 | 900677.7846 | 81564.1661 | 9561.4178 | 7800586.4236 | B002B005 | 2 | ahuaruscu |  | 0 | 1383.5478 | 0.24297
12 | [0.0, 0.0, 0.0, 0.0, 0.0, 0.0, 0.0, 0.0, 0.0, 1.0, 0.0, 0.0, 0.0, 0.0, 1.0, 0.0] | 6754593.3041 | 1054108.1008 | 6664260.2298 | 37285.2974 | 0 | 0 | 45689.9395 | 4156.2111 | 3201.6263 | 42265.9983 | 5357.6722 | 0 | 0 | 913798.7904 | 83124.2221 | 9561.4178 | 7808701.4049 | B004B009 | 2 | ahuaruscu |  | 0 | 1383.5478 | 0.23875
14 | [0.0, 0.0, 0.0, 0.0, 0.0, 0.0, 0.0, 1.0, 0.0, 0.0, 0.0, 0.0, 0.0, 0.0, 0.0, 1.0] | 6765307.7387 | 1044769.9549 | 6664192.0872 | 48842.3788 | 0 | 0 | 44997.7366 | 4073.9098 | 3201.6263 | 44342.6845 | 9432.9245 | 0 | 0 | 899954.7313 | 81478.1968 | 9561.4178 | 7810077.6937 | B002B010 | 2 | ahuaruscu |  | 0 | 1383.5478 | 0.25698
|  | 33559.7196 | 9218.8031 | 265.8822 | 33617.8325 | 0 | 0 | -289.5664 | -34.4287 | 0 | 13727.7553 | 1970.9499 | 0 | 0 | -5791.3272 | -688.5749 | 0 | 42778.5227
Price deviation maximum to minimum:
0.5508%

## WTP_mix_l_new
| individual | opex | capex | opex_heat | opex_pump | opex_dis_loads | opex_dis_build | opex_plant | opex_CT | opex_hex | capex_network | capex_pump | capex_dis_loads | capex_dis_build | capex_plant | capex_CT | capex_hex | total | plant_buildings | number_of_plants | supplied_loads | disconnected_buildings | has_loops | length | avg_diam
9 | [0.0, 0.0, 0.0, 0.0, 0.0, 0.0, 0.0, 0.0, 0.0, 1.0, 0.0, 0.0, 0.0, 0.0, 0.0, 1.0] | 4532197.2674 | 776102.9283 | 4481736.2772 | 11189.8118 | 0 | 0 | 34076.4542 | 2775.3957 | 2419.3284 | 25958.8358 | 5573.8559 | 0 | 0 | 681529.085 | 55507.9134 | 7533.2383 | 5308300.1957 | B004B010 | 2 | ahuaruscu |  | 0 | 1383.5478 | 0.15514
29 | [0.0, 0.0, 0.0, 0.0, 0.0, 0.0, 0.0, 1.0, 0.0, 1.0, 0.0, 0.0, 0.0, 0.0, 0.0, 0.0] | 4532358.8855 | 776423.7811 | 4481731.3212 | 11356.3606 | 0 | 0 | 34076.477 | 2775.3984 | 2419.3284 | 26321.8471 | 5531.1891 | 0 | 0 | 681529.5393 | 55507.9674 | 7533.2383 | 5308782.6667 | B002B004 | 2 | ahuaruscu |  | 0 | 1383.5478 | 0.1598
17 | [0.0, 0.0, 0.0, 0.0, 0.0, 0.0, 1.0, 1.0, 0.0, 0.0, 0.0, 0.0, 0.0, 0.0, 0.0, 0.0] | 4531811.4024 | 778877.153 | 4481806.7534 | 10587.0124 | 0 | 0 | 34207.3493 | 2790.9588 | 2419.3284 | 26113.8649 | 5263.8877 | 0 | 0 | 684146.9865 | 55819.1756 | 7533.2383 | 5310688.5553 | B001B002 | 2 | ahuaruscu |  | 0 | 1383.5478 | 0.15791
5 | [0.0, 0.0, 0.0, 0.0, 0.0, 0.0, 0.0, 0.0, 0.0, 1.0, 1.0, 0.0, 0.0, 0.0, 0.0, 0.0] | 4535025.0697 | 776000.3677 | 4481829.4218 | 13924.4756 | 0 | 0 | 34076.4488 | 2775.395 | 2419.3284 | 25958.8358 | 5471.4164 | 0 | 0 | 681528.9768 | 55507.9005 | 7533.2383 | 5311025.4374 | B004B005 | 2 | ahuaruscu |  | 0 | 1383.5478 | 0.15514
24 | [0.0, 0.0, 0.0, 0.0, 0.0, 0.0, 0.0, 0.0, 0.0, 0.0, 0.0, 0.0, 0.0, 0.0, 1.0, 1.0] | 4532964.5041 | 779243.7908 | 4481814.5772 | 11732.173 | 0 | 0 | 34207.4542 | 2790.9713 | 2419.3284 | 26522.3217 | 5219.7207 | 0 | 0 | 684149.0849 | 55819.4251 | 7533.2383 | 5312208.2949 | B009B010 | 2 | ahuaruscu |  | 0 | 1383.5478 | 0.16013
3 | [0.0, 0.0, 0.0, 0.0, 0.0, 0.0, 0.0, 1.0, 0.0, 0.0, 0.0, 0.0, 1.0, 0.0, 0.0, 0.0] | 4533690.1206 | 778787.2707 | 4481811.8186 | 12540.211 | 0 | 0 | 34136.2565 | 2782.506 | 2419.3284 | 27155.2128 | 5723.5683 | 0 | 0 | 682725.131 | 55650.1204 | 7533.2383 | 5312477.3913 | B002B007 | 2 | ahuaruscu |  | 0 | 1383.5478 | 0.16536
21 | [0.0, 0.0, 0.0, 0.0, 0.0, 0.0, 0.0, 1.0, 0.0, 0.0, 0.0, 0.0, 0.0, 0.0, 1.0, 0.0] | 4533126.1167 | 779564.2525 | 4481809.8294 | 11898.5079 | 0 | 0 | 34207.477 | 2790.974 | 2419.3284 | 26885.3331 | 5176.6628 | 0 | 0 | 684149.5392 | 55819.4791 | 7533.2383 | 5312690.3691 | B002B009 | 2 | ahuaruscu |  | 0 | 1383.5478 | 0.16479
23 | [0.0, 0.0, 0.0, 0.0, 0.0, 0.0, 1.0, 0.0, 0.0, 0.0, 1.0, 0.0, 0.0, 0.0, 0.0, 0.0] | 4534475.1225 | 778453.5055 | 4481901.5272 | 13156.0011 | 0 | 0 | 34207.3115 | 2790.9543 | 2419.3284 | 25750.8536 | 5204.0988 | 0 | 0 | 684146.2293 | 55819.0855 | 7533.2383 | 5312928.628 | B001B005 | 2 | ahuaruscu |  | 0 | 1383.5478 | 0.15325
1 | [0.0, 0.0, 0.0, 0.0, 0.0, 0.0, 0.0, 0.0, 0.0, 0.0, 1.0, 0.0, 1.0, 0.0, 0.0, 0.0] | 4536355.815 | 778358.1709 | 4481909.3848 | 15108.3997 | 0 | 0 | 34136.2025 | 2782.4996 | 2419.3284 | 26792.2014 | 5658.6901 | 0 | 0 | 682724.0493 | 55649.9918 | 7533.2383 | 5314713.9859 | B005B007 | 2 | ahuaruscu |  | 0 | 1383.5478 | 0.1607
18 | [0.0, 0.0, 0.0, 0.0, 0.0, 0.0, 0.0, 0.0, 0.0, 0.0, 1.0, 0.0, 0.0, 0.0, 1.0, 0.0] | 4535789.8875 | 779140.4741 | 4481904.71 | 14467.4405 | 0 | 0 | 34207.4391 | 2790.9695 | 2419.3284 | 26522.3217 | 5116.743 | 0 | 0 | 684148.7821 | 55819.3891 | 7533.2383 | 5314930.3616 | B005B009 | 2 | ahuaruscu |  | 0 | 1383.5478 | 0.16013
15 | [0.0, 0.0, 0.0, 0.0, 0.0, 0.0, 0.0, 0.0, 1.0, 1.0, 0.0, 0.0, 0.0, 0.0, 0.0, 0.0] | 4537875.9627 | 777424.8716 | 4481837.9376 | 16766.8431 | 0 | 0 | 34076.4575 | 2775.3961 | 2419.3284 | 27665.3944 | 5189.1679 | 0 | 0 | 681529.1499 | 55507.9211 | 7533.2383 | 5315300.8343 | B003B004 | 2 | ahuaruscu |  | 0 | 1383.5478 | 0.16614
4 | [0.0, 0.0, 0.0, 0.0, 0.0, 0.0, 0.0, 0.0, 0.0, 0.0, 0.0, 0.0, 0.0, 1.0, 0.0, 1.0] | 4539214.1877 | 780223.3853 | 4481926.0034 | 17965.9443 | 0 | 0 | 34122.0899 | 2780.8216 | 2419.3284 | 29133.8713 | 5498.0446 | 0 | 0 | 682441.7983 | 55616.4328 | 7533.2383 | 5319437.573 | B008B010 | 2 | ahuaruscu |  | 0 | 1383.5478 | 0.17184
19 | [0.0, 0.0, 0.0, 0.0, 0.0, 0.0, 0.0, 0.0, 0.0, 1.0, 0.0, 1.0, 0.0, 0.0, 0.0, 0.0] | 4541549.2531 | 779451.2681 | 4481896.5786 | 20381.3594 | 0 | 0 | 34076.5765 | 2775.4102 | 2419.3284 | 30238.3287 | 4639.9676 | 0 | 0 | 681531.5295 | 55508.204 | 7533.2383 | 5321000.5212 | B004B006 | 2 | ahuaruscu |  | 0 | 1383.5478 | 0.17546
27 | [0.0, 0.0, 0.0, 0.0, 0.0, 0.0, 1.0, 0.0, 0.0, 0.0, 0.0, 1.0, 0.0, 0.0, 0.0, 0.0] | 4540988.1582 | 781899.534 | 4481955.7914 | 19614.6903 | 0 | 0 | 34207.385 | 2790.963 | 2419.3284 | 30030.3465 | 4368.9884 | 0 | 0 | 684147.7004 | 55819.2605 | 7533.2383 | 5322887.6922 | B001B006 | 2 | ahuaruscu |  | 0 | 1383.5478 | 0.17357
14 | [0.0, 0.0, 0.0, 0.0, 0.0, 0.0, 0.0, 0.0, 0.0, 0.0, 0.0, 1.0, 0.0, 0.0, 0.0, 1.0] | 4542949.9953 | 781037.7466 | 4481949.5002 | 21708.3886 | 0 | 0 | 34095.1585 | 2777.6196 | 2419.3284 | 30380.8741 | 5668.0732 | 0 | 0 | 681903.1698 | 55552.3912 | 7533.2383 | 5323987.7419 | B006B010 | 2 | ahuaruscu |  | 0 | 1383.5478 | 0.1765
22 | [0.0, 0.0, 0.0, 0.0, 0.0, 0.0, 0.0, 1.0, 0.0, 0.0, 0.0, 1.0, 0.0, 0.0, 0.0, 0.0] | 4543111.3735 | 781351.7555 | 4481944.4922 | 21874.7494 | 0 | 0 | 34095.1812 | 2777.6223 | 2419.3284 | 30743.8855 | 5618.5625 | 0 | 0 | 681903.6241 | 55552.4452 | 7533.2383 | 5324463.129 | B002B006 | 2 | ahuaruscu |  | 0 | 1383.5478 | 0.18116
6 | [0.0, 0.0, 0.0, 0.0, 0.0, 0.0, 0.0, 0.0, 0.0, 1.0, 0.0, 0.0, 0.0, 1.0, 0.0, 0.0] | 4543719.9583 | 781045.3309 | 4481926.5242 | 22499.016 | 0 | 0 | 34097.2245 | 2777.8652 | 2419.3284 | 31485.3315 | 4524.9675 | 0 | 0 | 681944.4896 | 55557.304 | 7533.2383 | 5324765.2892 | B004B008 | 2 | ahuaruscu |  | 0 | 1383.5478 | 0.18012
8 | [0.0, 0.0, 0.0, 0.0, 0.0, 0.0, 0.0, 0.0, 0.0, 0.0, 0.0, 1.0, 0.0, 0.0, 1.0, 0.0] | 4542302.9876 | 782584.4894 | 4481959.054 | 20926.1143 | 0 | 0 | 34207.5127 | 2790.9782 | 2419.3284 | 30801.8146 | 4279.6194 | 0 | 0 | 684150.2531 | 55819.564 | 7533.2383 | 5324887.477 | B006B009 | 2 | ahuaruscu |  | 0 | 1383.5478 | 0.18045
28 | [0.0, 0.0, 0.0, 0.0, 0.0, 0.0, 1.0, 0.0, 0.0, 0.0, 0.0, 0.0, 0.0, 1.0, 0.0, 0.0] | 4543154.874 | 783492.8714 | 4481981.3878 | 21732.7322 | 0 | 0 | 34228.0103 | 2793.4153 | 2419.3284 | 31277.3493 | 4253.7713 | 0 | 0 | 684560.2061 | 55868.3064 | 7533.2383 | 5326647.7455 | B001B008 | 2 | ahuaruscu |  | 0 | 1383.5478 | 0.17823
7 | [0.0, 0.0, 0.0, 0.0, 0.0, 0.0, 0.0, 0.0, 0.0, 0.0, 1.0, 1.0, 0.0, 0.0, 0.0, 0.0] | 4545777.4377 | 780918.0486 | 4482042.9666 | 24442.4022 | 0 | 0 | 34095.125 | 2777.6156 | 2419.3284 | 30380.8741 | 5549.1256 | 0 | 0 | 681902.4992 | 55552.3114 | 7533.2383 | 5326695.4863 | B005B006 | 2 | ahuaruscu |  | 0 | 1383.5478 | 0.1765
20 | [0.0, 0.0, 0.0, 0.0, 0.0, 0.0, 0.0, 0.0, 0.0, 0.0, 0.0, 0.0, 0.0, 1.0, 1.0, 0.0] | 4544469.7194 | 784177.4881 | 4481984.682 | 23044.1417 | 0 | 0 | 34228.1369 | 2793.4304 | 2419.3284 | 32048.8175 | 4164.0878 | 0 | 0 | 684562.7372 | 55868.6073 | 7533.2383 | 5328647.2075 | B008B009 | 2 | ahuaruscu |  | 0 | 1383.5478 | 0.18511
10 | [0.0, 0.0, 0.0, 0.0, 0.0, 0.0, 0.0, 0.0, 1.0, 0.0, 0.0, 0.0, 0.0, 0.0, 0.0, 1.0] | 4545888.6235 | 783134.1586 | 4482035.8694 | 24622.6901 | 0 | 0 | 34039.7088 | 2771.0267 | 2419.3284 | 34155.8936 | 5230.3155 | 0 | 0 | 680794.1766 | 55420.5345 | 7533.2383 | 5329022.7821 | B003B010 | 2 | ahuaruscu |  | 0 | 1383.5478 | 0.18937
13 | [0.0, 0.0, 0.0, 0.0, 0.0, 0.0, 0.0, 1.0, 1.0, 0.0, 0.0, 0.0, 0.0, 0.0, 0.0, 0.0] | 4546050.0341 | 783445.6364 | 4482030.7934 | 24789.1501 | 0 | 0 | 34039.7326 | 2771.0296 | 2419.3284 | 34518.9049 | 5178.2495 | 0 | 0 | 680794.6525 | 55420.5911 | 7533.2383 | 5329495.6705 | B002B003 | 2 | ahuaruscu |  | 0 | 1383.5478 | 0.19403
26 | [0.0, 0.0, 0.0, 0.0, 0.0, 0.0, 0.0, 0.0, 0.0, 1.0, 0.0, 0.0, 1.0, 0.0, 0.0, 0.0] | 4547263.0858 | 783352.7177 | 4482044.7726 | 25895.7863 | 0 | 0 | 34122.3463 | 2780.8521 | 2419.3284 | 33827.0014 | 3928.5103 | 0 | 0 | 682446.9254 | 55617.0424 | 7533.2383 | 5330615.8035 | B004B007 | 2 | ahuaruscu |  | 0 | 1383.5478 | 0.19126
16 | [0.0, 0.0, 0.0, 0.0, 0.0, 0.0, 0.0, 0.0, 1.0, 0.0, 0.0, 1.0, 0.0, 0.0, 0.0, 0.0] | 4548628.6205 | 782296.7312 | 4482052.8966 | 27283.6646 | 0 | 0 | 34095.1163 | 2777.6145 | 2419.3284 | 32087.4328 | 5221.4432 | 0 | 0 | 681902.3261 | 55552.2909 | 7533.2383 | 5330925.3517 | B003B006 | 2 | ahuaruscu |  | 0 | 1383.5478 | 0.1875
11 | [0.0, 0.0, 0.0, 0.0, 0.0, 0.0, 0.0, 0.0, 0.0, 0.0, 0.0, 1.0, 0.0, 1.0, 0.0, 0.0] | 4548562.3179 | 783457.2646 | 4482086.973 | 27153.1932 | 0 | 0 | 34122.011 | 2780.8123 | 2419.3284 | 33413.3642 | 4454.1981 | 0 | 0 | 682440.2191 | 55616.245 | 7533.2383 | 5332019.5825 | B006B008 | 2 | ahuaruscu |  | 0 | 1383.5478 | 0.19216
25 | [0.0, 0.0, 0.0, 0.0, 0.0, 0.0, 0.0, 1.0, 0.0, 0.0, 1.0, 0.0, 0.0, 0.0, 0.0, 0.0] | 4549221.5668 | 785276.4824 | 4482068.5412 | 27970.724 | 0 | 0 | 33997.0218 | 2765.9513 | 2419.3284 | 37290.9798 | 5192.8015 | 0 | 0 | 679940.4359 | 55319.0268 | 7533.2383 | 5334498.0491 | B002B005 | 2 | ahuaruscu |  | 0 | 1383.5478 | 0.21036
2 | [0.0, 0.0, 0.0, 0.0, 0.0, 0.0, 0.0, 0.0, 0.0, 0.0, 0.0, 0.0, 1.0, 0.0, 1.0, 0.0] | 4548005.9776 | 786635.246 | 4482093.0416 | 26443.9946 | 0 | 0 | 34253.2024 | 2796.4106 | 2419.3284 | 34390.4873 | 3719.2603 | 0 | 0 | 685064.0481 | 55928.212 | 7533.2383 | 5334641.2237 | B007B009 | 2 | ahuaruscu |  | 0 | 1383.5478 | 0.19625
0 | [0.0, 0.0, 0.0, 0.0, 0.0, 0.0, 1.0, 0.0, 0.0, 1.0, 0.0, 0.0, 0.0, 0.0, 0.0, 0.0] | 4549010.0621 | 789903.7363 | 4482095.7094 | 27295.7494 | 0 | 0 | 34386.9607 | 2812.3141 | 2419.3284 | 34452.3848 | 3932.6173 | 0 | 0 | 687739.2133 | 56246.2827 | 7533.2383 | 5338913.7984 | B001B004 | 2 | ahuaruscu |  | 0 | 1383.5478 | 0.19494
12 | [0.0, 0.0, 0.0, 0.0, 0.0, 0.0, 0.0, 1.0, 0.0, 0.0, 0.0, 0.0, 0.0, 0.0, 0.0, 1.0] | 4555701.6985 | 788597.7638 | 4482097.9604 | 34421.3542 | 0 | 0 | 33997.0954 | 2765.9601 | 2419.3284 | 39809.3653 | 5994.0514 | 0 | 0 | 679941.907 | 55319.2017 | 7533.2383 | 5344299.4622 | B002B010 | 2 | ahuaruscu |  | 0 | 1383.5478 | 0.22135
|  | 23504.4311 | 12494.8355 | 361.6832 | 23231.5424 | 0 | 0 | -79.3589 | -9.4356 | 0 | 13850.5295 | 420.1956 | 0 | 0 | -1587.178 | -188.7116 | 0 | 35999.2666
Price deviation maximum to minimum:
#DIV/0!

## WTP_RES_h_new
| individual | opex | capex | opex_heat | opex_pump | opex_dis_loads | opex_dis_build | opex_plant | opex_CT | opex_hex | capex_network | capex_pump | capex_dis_loads | capex_dis_build | capex_plant | capex_CT | capex_hex | total | plant_buildings | number_of_plants | supplied_loads | disconnected_buildings | has_loops | length | avg_diam
19 | [0.0, 0.0, 0.0, 0.0, 0.0, 0.0, 0.0, 0.0, 0.0, 1.0, 0.0, 1.0, 0.0, 0.0, 0.0, 0.0] | 2110626.2099 | 650046.1811 | 2070324.293 | 8496.0448 | 0 | 0 | 28629.3664 | 2104.468 | 1072.0378 | 24480.6766 | 5383.7573 | 0 | 0 | 572587.3283 | 42089.3601 | 5505.0587 | 2760672.391 | B004B006 | 2 | ahuaruscu |  | 0 | 1293.2694 | 0.14598
11 | [0.0, 0.0, 0.0, 0.0, 0.0, 0.0, 0.0, 0.0, 0.0, 1.0, 0.0, 0.0, 0.0, 0.0, 1.0, 0.0] | 2110718.091 | 650078.24 | 2070324.2328 | 8587.9752 | 0 | 0 | 28629.3762 | 2104.4692 | 1072.0378 | 24519.9426 | 5376.3324 | 0 | 0 | 572587.523 | 42089.3832 | 5505.0587 | 2760796.331 | B004B009 | 2 | ahuaruscu |  | 0 | 1293.2694 | 0.14995
1 | [0.0, 0.0, 0.0, 0.0, 0.0, 0.0, 1.0, 0.0, 0.0, 1.0, 0.0, 0.0, 0.0, 0.0, 0.0, 0.0] | 2110869.1326 | 650130.3694 | 2070367.8412 | 8695.3285 | 0 | 0 | 28629.4475 | 2104.4776 | 1072.0378 | 24480.4822 | 5466.3247 | 0 | 0 | 572588.9508 | 42089.553 | 5505.0587 | 2760999.5021 | B001B004 | 2 | ahuaruscu |  | 0 | 1293.2694 | 0.14696
6 | [0.0, 0.0, 0.0, 0.0, 0.0, 0.0, 0.0, 0.0, 0.0, 0.0, 1.0, 1.0, 0.0, 0.0, 0.0, 0.0] | 2111427.1171 | 649891.6808 | 2070264.8616 | 9356.318 | 0 | 0 | 28629.4248 | 2104.4749 | 1072.0378 | 24480.6766 | 5227.95 | 0 | 0 | 572588.4965 | 42089.499 | 5505.0587 | 2761318.7979 | B005B006 | 2 | ahuaruscu |  | 0 | 1293.2694 | 0.14598
17 | [0.0, 0.0, 0.0, 0.0, 0.0, 0.0, 0.0, 0.0, 1.0, 0.0, 0.0, 1.0, 0.0, 0.0, 0.0, 0.0] | 2111695.3932 | 650026.9231 | 2070235.115 | 9654.2863 | 0 | 0 | 28629.4735 | 2104.4807 | 1072.0378 | 24902.1206 | 4940.659 | 0 | 0 | 572589.4701 | 42089.6147 | 5505.0587 | 2761722.3163 | B003B006 | 2 | ahuaruscu |  | 0 | 1293.2694 | 0.1479
29 | [0.0, 0.0, 0.0, 0.0, 0.0, 0.0, 0.0, 0.0, 1.0, 0.0, 0.0, 0.0, 0.0, 0.0, 1.0, 0.0] | 2111787.3546 | 650059.2374 | 2070235.0536 | 9746.2993 | 0 | 0 | 28629.4822 | 2104.4818 | 1072.0378 | 24941.3865 | 4933.5137 | 0 | 0 | 572589.6431 | 42089.6353 | 5505.0587 | 2761846.592 | B003B009 | 2 | ahuaruscu |  | 0 | 1293.2694 | 0.15186
24 | [0.0, 0.0, 0.0, 0.0, 0.0, 0.0, 0.0, 0.0, 0.0, 1.0, 0.0, 0.0, 1.0, 0.0, 0.0, 0.0] | 2111188.1401 | 650841.3701 | 2070333.5344 | 9048.4926 | 0 | 0 | 28629.5817 | 2104.4936 | 1072.0378 | 25722.0106 | 4932.7955 | 0 | 0 | 572591.6334 | 42089.8719 | 5505.0587 | 2762029.5102 | B004B007 | 2 | ahuaruscu |  | 0 | 1293.2694 | 0.15736
26 | [0.0, 0.0, 0.0, 0.0, 0.0, 0.0, 1.0, 0.0, 1.0, 0.0, 0.0, 0.0, 0.0, 0.0, 0.0, 0.0] | 2111937.9915 | 650100.836 | 2070278.4683 | 9853.4368 | 0 | 0 | 28629.5579 | 2104.4908 | 1072.0378 | 24901.9262 | 5012.8784 | 0 | 0 | 572591.1575 | 42089.8153 | 5505.0587 | 2762038.8276 | B001B003 | 2 | ahuaruscu |  | 0 | 1293.2694 | 0.14888
16 | [0.0, 0.0, 0.0, 0.0, 0.0, 0.0, 0.0, 0.0, 1.0, 1.0, 0.0, 0.0, 0.0, 0.0, 0.0, 0.0] | 2111049.1939 | 651002.2623 | 2070256.7554 | 8986.5385 | 0 | 0 | 28629.3913 | 2104.471 | 1072.0378 | 24937.0196 | 5882.9388 | 0 | 0 | 572587.8259 | 42089.4192 | 5505.0587 | 2762051.4562 | B003B004 | 2 | ahuaruscu |  | 0 | 1293.2694 | 0.14886
8 | [0.0, 0.0, 0.0, 0.0, 0.0, 0.0, 0.0, 0.0, 0.0, 0.0, 1.0, 0.0, 1.0, 0.0, 0.0, 0.0] | 2111989.1355 | 650695.0642 | 2070274.041 | 9908.9173 | 0 | 0 | 28629.639 | 2104.5004 | 1072.0378 | 25722.0106 | 4785.2067 | 0 | 0 | 572592.78 | 42090.0082 | 5505.0587 | 2762684.1998 | B005B007 | 2 | ahuaruscu |  | 0 | 1293.2694 | 0.15736
25 | [0.0, 0.0, 0.0, 0.0, 0.0, 0.0, 1.0, 0.0, 0.0, 0.0, 0.0, 1.0, 0.0, 0.0, 0.0, 0.0] | 2111998.1455 | 650742.7029 | 2070373.2394 | 9818.8705 | 0 | 0 | 28629.5124 | 2104.4854 | 1072.0378 | 25124.6643 | 5433.0237 | 0 | 0 | 572590.2489 | 42089.7073 | 5505.0587 | 2762740.8484 | B001B006 | 2 | ahuaruscu |  | 0 | 1293.2694 | 0.14995
20 | [0.0, 0.0, 0.0, 0.0, 0.0, 0.0, 1.0, 0.0, 0.0, 0.0, 0.0, 0.0, 0.0, 0.0, 1.0, 0.0] | 2112090.1623 | 650775.4376 | 2070373.2158 | 9910.9001 | 0 | 0 | 28629.5222 | 2104.4865 | 1072.0378 | 25163.9303 | 5426.2746 | 0 | 0 | 572590.4436 | 42089.7304 | 5505.0587 | 2762865.5999 | B001B009 | 2 | ahuaruscu |  | 0 | 1293.2694 | 0.15391
15 | [0.0, 0.0, 0.0, 0.0, 0.0, 0.0, 0.0, 1.0, 0.0, 0.0, 0.0, 1.0, 0.0, 0.0, 0.0, 0.0] | 2113765.2465 | 650726.4286 | 2070170.5986 | 11788.5445 | 0 | 0 | 28629.573 | 2104.4926 | 1072.0378 | 25771.6837 | 4768.3745 | 0 | 0 | 572591.4603 | 42089.8513 | 5505.0587 | 2764491.6751 | B002B006 | 2 | ahuaruscu |  | 0 | 1293.2694 | 0.15173
21 | [0.0, 0.0, 0.0, 0.0, 0.0, 0.0, 0.0, 1.0, 0.0, 0.0, 0.0, 0.0, 0.0, 0.0, 1.0, 0.0] | 2113857.291 | 650764.9284 | 2070170.5427 | 11880.6353 | 0 | 0 | 28629.5817 | 2104.4936 | 1072.0378 | 25810.9497 | 4767.4147 | 0 | 0 | 572591.6334 | 42089.8719 | 5505.0587 | 2764622.2195 | B002B009 | 2 | ahuaruscu |  | 0 | 1293.2694 | 0.15569
28 | [0.0, 0.0, 0.0, 0.0, 0.0, 0.0, 0.0, 1.0, 0.0, 1.0, 0.0, 0.0, 0.0, 0.0, 0.0, 0.0] | 2113118.4227 | 651649.3117 | 2070192.3915 | 11120.0234 | 0 | 0 | 28629.4876 | 2104.4824 | 1072.0378 | 25806.5827 | 5658.2709 | 0 | 0 | 572589.7513 | 42089.6481 | 5505.0587 | 2764767.7344 | B002B004 | 2 | ahuaruscu |  | 0 | 1293.2694 | 0.15269
18 | [0.0, 0.0, 0.0, 0.0, 0.0, 0.0, 1.0, 1.0, 0.0, 0.0, 0.0, 0.0, 0.0, 0.0, 0.0, 0.0] | 2114007.6396 | 650783.2599 | 2070213.8734 | 11987.5685 | 0 | 0 | 28629.6574 | 2104.5026 | 1072.0378 | 25771.4893 | 4823.5121 | 0 | 0 | 572593.1477 | 42090.052 | 5505.0587 | 2764790.8994 | B001B002 | 2 | ahuaruscu |  | 0 | 1293.2694 | 0.15271
30 | [0.0, 0.0, 0.0, 0.0, 0.0, 0.0, 0.0, 0.0, 0.0, 0.0, 0.0, 1.0, 1.0, 0.0, 0.0, 0.0] | 2111706.6866 | 653579.4566 | 2070363.0195 | 9537.5625 | 0 | 0 | 28629.5741 | 2104.4927 | 1072.0378 | 26680.6427 | 6712.4192 | 0 | 0 | 572591.482 | 42089.8539 | 5505.0587 | 2765286.1431 | B006B007 | 2 | ahuaruscu |  | 0 | 1293.2694 | 0.1613
4 | [0.0, 0.0, 0.0, 0.0, 0.0, 0.0, 0.0, 0.0, 0.0, 0.0, 0.0, 0.0, 1.0, 0.0, 1.0, 0.0] | 2111731.338 | 653909.5805 | 2070363.405 | 9561.8261 | 0 | 0 | 28629.5763 | 2104.493 | 1072.0378 | 26732.3352 | 6990.8024 | 0 | 0 | 572591.5252 | 42089.8591 | 5505.0587 | 2765640.9186 | B007B009 | 2 | ahuaruscu |  | 0 | 1293.2694 | 0.16525
12 | [0.0, 0.0, 0.0, 0.0, 0.0, 0.0, 0.0, 0.0, 0.0, 0.0, 0.0, 1.0, 0.0, 1.0, 0.0, 0.0] | 2116813.2204 | 652008.6853 | 2070169.3066 | 14837.4269 | 0 | 0 | 28629.9159 | 2104.5333 | 1072.0378 | 27161.4587 | 4653.183 | 0 | 0 | 572598.3181 | 42090.6667 | 5505.0587 | 2768821.9058 | B006B008 | 2 | ahuaruscu |  | 0 | 1293.2694 | 0.16362
5 | [0.0, 0.0, 0.0, 0.0, 0.0, 0.0, 0.0, 0.0, 0.0, 1.0, 0.0, 0.0, 0.0, 1.0, 0.0, 0.0] | 2116165.0247 | 652800.7094 | 2070191.1823 | 14167.4522 | 0 | 0 | 28629.8294 | 2104.523 | 1072.0378 | 27196.3578 | 5412.2446 | 0 | 0 | 572596.5874 | 42090.4609 | 5505.0587 | 2768965.7341 | B004B008 | 2 | ahuaruscu |  | 0 | 1293.2694 | 0.16458
27 | [0.0, 0.0, 0.0, 0.0, 0.0, 0.0, 1.0, 0.0, 0.0, 0.0, 0.0, 0.0, 0.0, 1.0, 0.0, 0.0] | 2117055.0119 | 652012.2459 | 2070212.4161 | 15036.0144 | 0 | 0 | 28630.0003 | 2104.5434 | 1072.0378 | 27161.2643 | 4655.05 | 0 | 0 | 572600.0055 | 42090.8673 | 5505.0587 | 2769067.2578 | B001B008 | 2 | ahuaruscu |  | 0 | 1293.2694 | 0.16459
0 | [0.0, 0.0, 0.0, 0.0, 0.0, 0.0, 0.0, 0.0, 0.0, 0.0, 0.0, 0.0, 1.0, 1.0, 0.0, 0.0] | 2117376.4755 | 652898.5913 | 2070178.5938 | 15391.1539 | 0 | 0 | 28630.1312 | 2104.5589 | 1072.0378 | 28402.7927 | 4296.9381 | 0 | 0 | 572602.6232 | 42091.1786 | 5505.0587 | 2770275.0668 | B007B008 | 2 | ahuaruscu |  | 0 | 1293.2694 | 0.17499
2 | [0.0, 0.0, 0.0, 0.0, 0.0, 0.0, 0.0, 0.0, 0.0, 1.0, 0.0, 0.0, 0.0, 0.0, 0.0, 1.0] | 2108971.1785 | 661306.1685 | 2070318.7853 | 6220.2783 | 0 | 0 | 29189.0626 | 2171.0145 | 1072.0378 | 23045.5271 | 5554.0399 | 0 | 0 | 583781.2521 | 43420.2906 | 5505.0587 | 2770277.347 | B004B010 | 2 | ahuaruscu |  | 0 | 1293.2694 | 0.13905
14 | [0.0, 0.0, 0.0, 0.0, 0.0, 0.0, 0.0, 1.0, 1.0, 0.0, 0.0, 0.0, 0.0, 0.0, 0.0, 0.0] | 2115478.8171 | 655122.2269 | 2070217.4952 | 13455.2064 | 0 | 0 | 28629.5838 | 2104.4939 | 1072.0378 | 28809.005 | 6126.6094 | 0 | 0 | 572591.6767 | 42089.8771 | 5505.0587 | 2770601.044 | B002B003 | 2 | ahuaruscu |  | 0 | 1293.2694 | 0.16453
7 | [0.0, 0.0, 0.0, 0.0, 0.0, 0.0, 0.0, 0.0, 0.0, 0.0, 1.0, 0.0, 0.0, 0.0, 0.0, 1.0] | 2109772.8724 | 661133.2345 | 2070259.9021 | 7080.7441 | 0 | 0 | 29189.1621 | 2171.0264 | 1072.0378 | 23045.5271 | 5378.879 | 0 | 0 | 583783.2424 | 43420.5273 | 5505.0587 | 2770906.107 | B005B010 | 2 | ahuaruscu |  | 0 | 1293.2694 | 0.13905
10 | [0.0, 0.0, 0.0, 0.0, 0.0, 0.0, 0.0, 0.0, 1.0, 0.0, 0.0, 0.0, 0.0, 0.0, 0.0, 1.0] | 2110041.0409 | 661225.4709 | 2070230.5157 | 7378.2142 | 0 | 0 | 29189.2378 | 2171.0354 | 1072.0378 | 23466.9711 | 5047.977 | 0 | 0 | 583784.7567 | 43420.7073 | 5505.0587 | 2771266.5118 | B003B010 | 2 | ahuaruscu |  | 0 | 1293.2694 | 0.14097
22 | [0.0, 0.0, 0.0, 0.0, 0.0, 0.0, 0.0, 0.0, 0.0, 0.0, 0.0, 1.0, 0.0, 0.0, 0.0, 1.0] | 2110100.4468 | 661918.7724 | 2070324.4789 | 7343.7743 | 0 | 0 | 29189.1329 | 2171.0229 | 1072.0378 | 23689.7093 | 5520.8883 | 0 | 0 | 583782.6583 | 43420.4578 | 5505.0587 | 2772019.2192 | B006B010 | 2 | ahuaruscu |  | 0 | 1293.2694 | 0.14203
23 | [0.0, 0.0, 0.0, 0.0, 0.0, 0.0, 0.0, 0.0, 0.0, 0.0, 0.0, 0.0, 0.0, 0.0, 1.0, 1.0] | 2110192.8692 | 661952.3904 | 2070324.4739 | 7436.1909 | 0 | 0 | 29189.1427 | 2171.024 | 1072.0378 | 23728.9752 | 5515.0225 | 0 | 0 | 583782.853 | 43420.481 | 5505.0587 | 2772145.2596 | B009B010 | 2 | ahuaruscu |  | 0 | 1293.2694 | 0.146
9 | [0.0, 0.0, 0.0, 0.0, 0.0, 0.0, 1.0, 0.0, 0.0, 0.0, 0.0, 0.0, 0.0, 0.0, 0.0, 1.0] | 2110343.5556 | 662002.2181 | 2070367.8744 | 7543.403 | 0 | 0 | 29189.2086 | 2171.0319 | 1072.0378 | 23689.5148 | 5602.834 | 0 | 0 | 583784.1726 | 43420.6379 | 5505.0587 | 2772345.7737 | B001B010 | 2 | ahuaruscu |  | 0 | 1293.2694 | 0.14301
13 | [0.0, 0.0, 0.0, 0.0, 0.0, 0.0, 0.0, 1.0, 0.0, 0.0, 0.0, 0.0, 0.0, 0.0, 0.0, 1.0] | 2112111.8383 | 661884.984 | 2070166.8738 | 9512.489 | 0 | 0 | 29189.3849 | 2171.0529 | 1072.0378 | 24336.5342 | 4834.6351 | 0 | 0 | 583787.6989 | 43421.0571 | 5505.0587 | 2773996.8224 | B002B010 | 2 | ahuaruscu |  | 0 | 1293.2694 | 0.1448
3 | [0.0, 0.0, 0.0, 0.0, 0.0, 0.0, 0.0, 0.0, 1.0, 0.0, 0.0, 0.0, 0.0, 1.0, 0.0, 0.0] | 2118524.3151 | 656197.3348 | 2070215.9902 | 16501.8209 | 0 | 0 | 28629.931 | 2104.5351 | 1072.0378 | 30198.78 | 5804.1723 | 0 | 0 | 572598.621 | 42090.7027 | 5505.0587 | 2774721.6499 | B003B008 | 2 | ahuaruscu |  | 0 | 1293.2694 | 0.17642
|  | 7898.1052 | 6151.1537 | -108.3028 | 8005.7762 | 0 | 0 | 0.56463 | 0.067133 | 0 | 5718.1034 | 420.415 | 0 | 0 | 11.2926 | 1.3427 | 0 | 14049.2589
Price deviation maximum to minimum:
0.5089%

## WTP_RES_m_new
| individual | opex | capex | opex_heat | opex_pump | opex_dis_loads | opex_dis_build | opex_plant | opex_CT | opex_hex | capex_network | capex_pump | capex_dis_loads | capex_dis_build | capex_plant | capex_CT | capex_hex | total | plant_buildings | number_of_plants | supplied_loads | disconnected_buildings | has_loops | length | avg_diam
20 | [0.0, 0.0, 0.0, 0.0, 0.0, 0.0, 0.0, 0.0, 0.0, 1.0, 0.0, 1.0, 0.0, 0.0, 0.0, 0.0] | 1781154.5309 | 549886.1968 | 1747874.9115 | 6471.6353 | 0 | 0 | 24343.8356 | 1594.9287 | 869.2198 | 22275.4199 | 4489.3928 | 0 | 0 | 486876.711 | 31898.574 | 4346.099 | 2331040.7277 | B004B006 | 2 | ahuaruscu |  | 0 | 1293.2694 | 0.12884
12 | [0.0, 0.0, 0.0, 0.0, 0.0, 0.0, 0.0, 0.0, 0.0, 1.0, 0.0, 0.0, 0.0, 0.0, 1.0, 0.0] | 1781185.0426 | 549914.9868 | 1747875.3519 | 6501.6933 | 0 | 0 | 24343.8474 | 1594.9301 | 869.2198 | 22325.6989 | 4467.6376 | 0 | 0 | 486876.949 | 31898.6023 | 4346.099 | 2331100.0294 | B004B009 | 2 | ahuaruscu |  | 0 | 1293.2694 | 0.13375
25 | [0.0, 0.0, 0.0, 0.0, 0.0, 0.0, 1.0, 0.0, 0.0, 0.0, 0.0, 1.0, 0.0, 0.0, 0.0, 0.0] | 1781173.423 | 550709.2415 | 1747936.9509 | 6428.2787 | 0 | 0 | 24344.0227 | 1594.951 | 869.2198 | 23361.5666 | 4222.1033 | 0 | 0 | 486880.4536 | 31899.019 | 4346.099 | 2331882.6645 | B001B006 | 2 | ahuaruscu |  | 0 | 1293.2694 | 0.13566
21 | [0.0, 0.0, 0.0, 0.0, 0.0, 0.0, 1.0, 0.0, 0.0, 0.0, 0.0, 0.0, 0.0, 0.0, 1.0, 0.0] | 1781204.0048 | 550738.2202 | 1747937.401 | 6458.3982 | 0 | 0 | 24344.0335 | 1594.9522 | 869.2198 | 23411.8456 | 4200.561 | 0 | 0 | 486880.6699 | 31899.0447 | 4346.099 | 2331942.225 | B001B009 | 2 | ahuaruscu |  | 0 | 1293.2694 | 0.14057
19 | [0.0, 0.0, 0.0, 0.0, 0.0, 0.0, 0.0, 0.0, 0.0, 0.0, 1.0, 0.0, 0.0, 0.0, 1.0, 0.0] | 1782459.8722 | 549650.5755 | 1747810.0344 | 7841.7776 | 0 | 0 | 24343.9037 | 1594.9368 | 869.2198 | 22325.6989 | 4201.9676 | 0 | 0 | 486878.0739 | 31898.7361 | 4346.099 | 2332110.4477 | B005B009 | 2 | ahuaruscu |  | 0 | 1293.2694 | 0.13375
24 | [0.0, 0.0, 0.0, 0.0, 0.0, 0.0, 0.0, 0.0, 0.0, 1.0, 0.0, 0.0, 1.0, 0.0, 0.0, 0.0] | 1781980.6847 | 550587.7331 | 1747890.3154 | 7282.1359 | 0 | 0 | 24344.0584 | 1594.9552 | 869.2198 | 23153.3991 | 4307.9636 | 0 | 0 | 486881.1675 | 31899.1039 | 4346.099 | 2332568.4178 | B004B007 | 2 | ahuaruscu |  | 0 | 1293.2694 | 0.13912
17 | [0.0, 0.0, 0.0, 0.0, 0.0, 0.0, 0.0, 0.0, 1.0, 0.0, 0.0, 1.0, 0.0, 0.0, 0.0, 0.0] | 1783707.9088 | 549631.0714 | 1747772.3779 | 9127.4513 | 0 | 0 | 24343.921 | 1594.9389 | 869.2198 | 22275.4199 | 4232.3552 | 0 | 0 | 486878.4201 | 31898.7772 | 4346.099 | 2333338.9802 | B003B006 | 2 | ahuaruscu |  | 0 | 1293.2694 | 0.12884
28 | [0.0, 0.0, 0.0, 0.0, 0.0, 0.0, 0.0, 0.0, 1.0, 0.0, 0.0, 0.0, 0.0, 0.0, 1.0, 0.0] | 1783738.2743 | 549664.6445 | 1747772.7427 | 9157.4398 | 0 | 0 | 24343.9318 | 1594.9401 | 869.2198 | 22325.6989 | 4215.4072 | 0 | 0 | 486878.6364 | 31898.803 | 4346.099 | 2333402.9188 | B003B009 | 2 | ahuaruscu |  | 0 | 1293.2694 | 0.13375
9 | [0.0, 0.0, 0.0, 0.0, 0.0, 0.0, 0.0, 0.0, 0.0, 0.0, 1.0, 0.0, 1.0, 0.0, 0.0, 0.0] | 1783255.917 | 550330.3283 | 1747825.2573 | 8622.3634 | 0 | 0 | 24344.1146 | 1594.9619 | 869.2198 | 23153.3991 | 4049.3001 | 0 | 0 | 486882.2924 | 31899.2376 | 4346.099 | 2333586.2453 | B005B007 | 2 | ahuaruscu |  | 0 | 1293.2694 | 0.13912
16 | [0.0, 0.0, 0.0, 0.0, 0.0, 0.0, 0.0, 0.0, 1.0, 1.0, 0.0, 0.0, 0.0, 0.0, 0.0, 0.0] | 1783770.7435 | 550566.309 | 1747769.9201 | 9187.2588 | 0 | 0 | 24348.8231 | 1595.5217 | 869.2198 | 22126.3047 | 5207.0084 | 0 | 0 | 486976.4626 | 31910.4343 | 4346.099 | 2334337.0525 | B003B004 | 2 | ahuaruscu |  | 0 | 1293.2694 | 0.12883
26 | [0.0, 0.0, 0.0, 0.0, 0.0, 0.0, 1.0, 0.0, 1.0, 0.0, 0.0, 0.0, 0.0, 0.0, 0.0, 0.0] | 1783913.132 | 550456.6167 | 1747802.2787 | 9262.5815 | 0 | 0 | 24379.8422 | 1599.2098 | 869.2198 | 22371.8446 | 4157.6332 | 0 | 0 | 487596.8438 | 31984.1961 | 4346.099 | 2334369.7487 | B001B003 | 2 | ahuaruscu |  | 0 | 1293.2694 | 0.12978
23 | [0.0, 0.0, 0.0, 0.0, 0.0, 0.0, 0.0, 1.0, 0.0, 0.0, 0.0, 1.0, 0.0, 0.0, 0.0, 0.0] | 1784133.7132 | 550837.5307 | 1747732.2954 | 9593.0985 | 0 | 0 | 24344.1352 | 1594.9643 | 869.2198 | 23792.6264 | 3916.8153 | 0 | 0 | 486882.7035 | 31899.2865 | 4346.099 | 2334971.2439 | B002B006 | 2 | ahuaruscu |  | 0 | 1293.2694 | 0.13481
29 | [0.0, 0.0, 0.0, 0.0, 0.0, 0.0, 0.0, 0.0, 0.0, 0.0, 0.0, 1.0, 1.0, 0.0, 0.0, 0.0] | 1783069.4781 | 552970.4991 | 1747914.4005 | 8346.8745 | 0 | 0 | 24344.0313 | 1594.952 | 869.2198 | 23863.1827 | 5981.5512 | 0 | 0 | 486880.6267 | 31899.0396 | 4346.099 | 2336039.9772 | B006B007 | 2 | ahuaruscu |  | 0 | 1293.2694 | 0.14307
4 | [0.0, 0.0, 0.0, 0.0, 0.0, 0.0, 0.0, 0.0, 0.0, 0.0, 0.0, 0.0, 1.0, 0.0, 1.0, 0.0] | 1783158.5703 | 553270.6888 | 1747914.2299 | 8436.141 | 0 | 0 | 24344.0281 | 1594.9516 | 869.2198 | 23887.3535 | 6257.6427 | 0 | 0 | 486880.5618 | 31899.0319 | 4346.099 | 2336429.2591 | B007B009 | 2 | ahuaruscu |  | 0 | 1293.2694 | 0.14511
5 | [0.0, 0.0, 0.0, 0.0, 0.0, 0.0, 0.0, 1.0, 0.0, 0.0, 0.0, 0.0, 1.0, 0.0, 0.0, 0.0] | 1784961.221 | 551606.4924 | 1747748.1956 | 10404.4567 | 0 | 0 | 24344.358 | 1594.9908 | 869.2198 | 24670.6056 | 3802.8114 | 0 | 0 | 486887.16 | 31899.8164 | 4346.099 | 2336567.7133 | B002B007 | 2 | ahuaruscu |  | 0 | 1293.2694 | 0.14509
18 | [0.0, 0.0, 0.0, 0.0, 0.0, 0.0, 0.0, 0.0, 1.0, 0.0, 1.0, 0.0, 0.0, 0.0, 0.0, 0.0] | 1784541.5711 | 552261.726 | 1747776.9002 | 9956.7692 | 0 | 0 | 24343.762 | 1594.92 | 869.2198 | 23753.4268 | 5388.5611 | 0 | 0 | 486875.2399 | 31898.3991 | 4346.099 | 2336803.2971 | B003B005 | 2 | ahuaruscu |  | 0 | 1293.2694 | 0.13673
13 | [0.0, 0.0, 0.0, 0.0, 0.0, 0.0, 0.0, 0.0, 0.0, 0.0, 0.0, 1.0, 0.0, 1.0, 0.0, 0.0] | 1785509.0888 | 552169.5857 | 1747733.374 | 10967.0179 | 0 | 0 | 24344.4727 | 1595.0045 | 869.2198 | 25182.4015 | 3851.5431 | 0 | 0 | 486889.4531 | 31900.089 | 4346.099 | 2337678.6745 | B006B008 | 2 | ahuaruscu |  | 0 | 1293.2694 | 0.14669
22 | [0.0, 0.0, 0.0, 0.0, 0.0, 0.0, 0.0, 0.0, 0.0, 0.0, 0.0, 0.0, 0.0, 1.0, 1.0, 0.0] | 1785539.6955 | 552202.9798 | 1747733.8489 | 10997.1364 | 0 | 0 | 24344.4846 | 1595.0059 | 869.2198 | 25232.6804 | 3834.392 | 0 | 0 | 486889.6911 | 31900.1173 | 4346.099 | 2337742.6754 | B008B009 | 2 | ahuaruscu |  | 0 | 1293.2694 | 0.1516
8 | [0.0, 0.0, 0.0, 0.0, 0.0, 0.0, 0.0, 1.0, 0.0, 0.0, 1.0, 0.0, 0.0, 0.0, 0.0, 0.0] | 1784965.9544 | 553257.6901 | 1747736.9044 | 10420.9063 | 0 | 0 | 24343.9783 | 1594.9457 | 869.2198 | 25270.6333 | 4862.4776 | 0 | 0 | 486879.5666 | 31898.9136 | 4346.099 | 2338223.6445 | B002B005 | 2 | ahuaruscu |  | 0 | 1293.2694 | 0.1427
7 | [0.0, 0.0, 0.0, 0.0, 0.0, 0.0, 0.0, 0.0, 0.0, 1.0, 0.0, 0.0, 0.0, 1.0, 0.0, 0.0] | 1785570.8516 | 552974.3065 | 1747731.017 | 11025.568 | 0 | 0 | 24349.4505 | 1595.5963 | 869.2198 | 25033.2862 | 4693.9852 | 0 | 0 | 486989.01 | 31911.9261 | 4346.099 | 2338545.1581 | B004B008 | 2 | ahuaruscu |  | 0 | 1293.2694 | 0.14668
27 | [0.0, 0.0, 0.0, 0.0, 0.0, 0.0, 1.0, 0.0, 0.0, 0.0, 0.0, 0.0, 0.0, 1.0, 0.0, 0.0] | 1785712.3937 | 552946.9283 | 1747761.6405 | 11101.7552 | 0 | 0 | 24380.4912 | 1599.287 | 869.2198 | 25278.8261 | 3726.44 | 0 | 0 | 487609.8238 | 31985.7394 | 4346.099 | 2338659.322 | B001B008 | 2 | ahuaruscu |  | 0 | 1293.2694 | 0.14764
0 | [0.0, 0.0, 0.0, 0.0, 0.0, 0.0, 0.0, 0.0, 0.0, 0.0, 0.0, 0.0, 1.0, 1.0, 0.0, 0.0] | 1786336.5627 | 552938.31 | 1747749.1622 | 11778.4542 | 0 | 0 | 24344.6955 | 1595.0309 | 869.2198 | 26060.3807 | 3737.3018 | 0 | 0 | 486893.9096 | 31900.6189 | 4346.099 | 2339274.8727 | B007B008 | 2 | ahuaruscu |  | 0 | 1293.2694 | 0.15698
15 | [0.0, 0.0, 0.0, 0.0, 0.0, 0.0, 0.0, 1.0, 1.0, 0.0, 0.0, 0.0, 0.0, 0.0, 0.0, 0.0] | 1785254.7511 | 554308.5055 | 1747740.2105 | 10706.3811 | 0 | 0 | 24343.9924 | 1594.9473 | 869.2198 | 26203.7482 | 4979.8635 | 0 | 0 | 486879.8479 | 31898.947 | 4346.099 | 2339563.2566 | B002B003 | 2 | ahuaruscu |  | 0 | 1293.2694 | 0.14665
1 | [0.0, 0.0, 0.0, 0.0, 0.0, 0.0, 0.0, 0.0, 0.0, 0.0, 1.0, 0.0, 0.0, 1.0, 0.0, 0.0] | 1786341.3924 | 554539.307 | 1747738.1897 | 11794.6801 | 0 | 0 | 24344.3169 | 1594.9859 | 869.2198 | 26660.4083 | 4746.7431 | 0 | 0 | 486886.3379 | 31899.7186 | 4346.099 | 2340880.6994 | B005B008 | 2 | ahuaruscu |  | 0 | 1293.2694 | 0.15458
2 | [0.0, 0.0, 0.0, 0.0, 0.0, 0.0, 0.0, 0.0, 0.0, 1.0, 0.0, 0.0, 0.0, 0.0, 0.0, 1.0] | 1780974.2613 | 561144.3734 | 1747847.0147 | 5695.5797 | 0 | 0 | 24901.244 | 1661.2032 | 869.2198 | 20756.2687 | 4793.0611 | 0 | 0 | 498024.8802 | 33224.0645 | 4346.099 | 2342118.6348 | B004B010 | 2 | ahuaruscu |  | 0 | 1293.2694 | 0.12093
3 | [0.0, 0.0, 0.0, 0.0, 0.0, 0.0, 0.0, 0.0, 1.0, 0.0, 0.0, 0.0, 0.0, 1.0, 0.0, 0.0] | 1786629.7101 | 555523.5175 | 1747741.4407 | 12079.7286 | 0 | 0 | 24344.3331 | 1594.9879 | 869.2198 | 27593.5232 | 4797.4757 | 0 | 0 | 486886.6624 | 31899.7572 | 4346.099 | 2342153.2276 | B003B008 | 2 | ahuaruscu |  | 0 | 1293.2694 | 0.15853
10 | [0.0, 0.0, 0.0, 0.0, 0.0, 0.0, 1.0, 0.0, 0.0, 0.0, 0.0, 0.0, 0.0, 0.0, 0.0, 1.0] | 1780993.4328 | 561969.1275 | 1747909.346 | 5652.2055 | 0 | 0 | 24901.4355 | 1661.226 | 869.2198 | 21842.4153 | 4527.3841 | 0 | 0 | 498028.7093 | 33224.5198 | 4346.099 | 2342962.5602 | B001B010 | 2 | ahuaruscu |  | 0 | 1293.2694 | 0.12775
11 | [0.0, 0.0, 0.0, 0.0, 0.0, 0.0, 0.0, 0.0, 1.0, 0.0, 0.0, 0.0, 0.0, 0.0, 0.0, 1.0] | 1783527.4814 | 560812.2116 | 1747745.1479 | 8350.4812 | 0 | 0 | 24901.4095 | 1661.2229 | 869.2198 | 20756.2687 | 4457.1958 | 0 | 0 | 498028.1901 | 33224.458 | 4346.099 | 2344339.6929 | B003B010 | 2 | ahuaruscu |  | 0 | 1293.2694 | 0.12093
14 | [0.0, 0.0, 0.0, 0.0, 0.0, 0.0, 0.0, 1.0, 0.0, 0.0, 0.0, 0.0, 0.0, 0.0, 0.0, 1.0] | 1783953.0936 | 561941.1378 | 1747705.5397 | 8815.3919 | 0 | 0 | 24901.6864 | 1661.2558 | 869.2198 | 22273.4751 | 4062.7189 | 0 | 0 | 498033.7282 | 33225.1165 | 4346.099 | 2345894.2314 | B002B010 | 2 | ahuaruscu |  | 0 | 1293.2694 | 0.1269
6 | [0.0, 0.0, 0.0, 0.0, 0.0, 0.0, 0.0, 0.0, 0.0, 0.0, 0.0, 0.0, 0.0, 1.0, 0.0, 1.0] | 1785329.501 | 563275.1029 | 1747707.2819 | 10189.6201 | 0 | 0 | 24902.0769 | 1661.3023 | 869.2198 | 23663.2502 | 3998.1707 | 0 | 0 | 498041.5379 | 33226.0451 | 4346.099 | 2348604.6039 | B008B010 | 2 | ahuaruscu |  | 0 | 1293.2694 | 0.13878
|  | 4174.9701 | 13388.9061 | -167.6296 | 3717.9848 | 0 | 0 | 558.2413 | 66.3736 | 0 | 1387.8303 | -491.222 | 0 | 0 | 11164.8269 | 1327.471 | 0 | 17563.8762
Price deviation maximum to minimum:
0.7535%

## WTP_RES_l_new
| individual | opex | capex | opex_heat | opex_pump | opex_dis_loads | opex_dis_build | opex_plant | opex_CT | opex_hex | capex_network | capex_pump | capex_dis_loads | capex_dis_build | capex_plant | capex_CT | capex_hex | total | plant_buildings | number_of_plants | supplied_loads | disconnected_buildings | has_loops | length | avg_diam
24 | [0.0, 0.0, 0.0, 0.0, 0.0, 0.0, 1.0, 0.0, 0.0, 0.0, 0.0, 0.0, 0.0, 0.0, 1.0, 0.0] | 1208752.0897 | 449262.9012 | 1180351.2814 | 6467.7836 | 0 | 0 | 20012.7999 | 1079.979 | 840.2458 | 19973.4095 | 3667.2947 | 0 | 0 | 400255.998 | 21599.5798 | 3766.6191 | 1658014.9909 | B001B009 | 2 | ahuaruscu |  | 0 | 1293.2694 | 0.11618
13 | [0.0, 0.0, 0.0, 0.0, 0.0, 0.0, 0.0, 0.0, 0.0, 1.0, 0.0, 0.0, 0.0, 0.0, 1.0, 0.0] | 1208357.7536 | 449850.0221 | 1180283.3729 | 6083.7807 | 0 | 0 | 20064.2571 | 1086.0971 | 840.2458 | 19228.6822 | 3847.6358 | 0 | 0 | 401285.1423 | 21721.9426 | 3766.6191 | 1658207.7758 | B004B009 | 2 | ahuaruscu |  | 0 | 1293.2694 | 0.11165
7 | [0.0, 0.0, 0.0, 0.0, 0.0, 0.0, 0.0, 0.0, 0.0, 0.0, 1.0, 1.0, 0.0, 0.0, 0.0, 0.0] | 1209214.77 | 449682.5014 | 1180216.6697 | 7007.4035 | 0 | 0 | 20064.3436 | 1086.1074 | 840.2458 | 19195.1509 | 3711.71 | 0 | 0 | 401286.873 | 21722.1484 | 3766.6191 | 1658897.2714 | B005B006 | 2 | ahuaruscu |  | 0 | 1293.2694 | 0.10819
29 | [0.0, 0.0, 0.0, 0.0, 0.0, 0.0, 0.0, 0.0, 0.0, 0.0, 0.0, 1.0, 0.0, 0.0, 1.0, 0.0] | 1207936.345 | 451209.7323 | 1180318.3743 | 5685.1941 | 0 | 0 | 20012.5782 | 1079.9526 | 840.2458 | 20240.922 | 5351.5755 | 0 | 0 | 400251.5632 | 21599.0525 | 3766.6191 | 1659146.0774 | B006B009 | 2 | ahuaruscu |  | 0 | 1293.2694 | 0.11667
1 | [0.0, 0.0, 0.0, 0.0, 0.0, 0.0, 1.0, 0.0, 0.0, 1.0, 0.0, 0.0, 0.0, 0.0, 0.0, 0.0] | 1208370.1129 | 450850.1992 | 1180316.9402 | 6011.3041 | 0 | 0 | 20110.0777 | 1091.5451 | 840.2458 | 19386.1059 | 3665.0173 | 0 | 0 | 402201.555 | 21830.9019 | 3766.6191 | 1659220.3121 | B001B004 | 2 | ahuaruscu |  | 0 | 1293.2694 | 0.10961
16 | [0.0, 0.0, 0.0, 0.0, 0.0, 0.0, 1.0, 0.0, 0.0, 0.0, 0.0, 0.0, 1.0, 0.0, 0.0, 0.0] | 1209783.8672 | 449676.1461 | 1180391.6827 | 7458.8076 | 0 | 0 | 20013.1147 | 1080.0164 | 840.2458 | 20544.0435 | 3502.8618 | 0 | 0 | 400262.2933 | 21600.3283 | 3766.6191 | 1659460.0133 | B001B007 | 2 | ahuaruscu |  | 0 | 1293.2694 | 0.12025
30 | [0.0, 0.0, 0.0, 0.0, 0.0, 0.0, 0.0, 0.0, 0.0, 1.0, 0.0, 0.0, 1.0, 0.0, 0.0, 0.0] | 1209389.862 | 450264.7952 | 1180324.2124 | 7074.6683 | 0 | 0 | 20064.5978 | 1086.1376 | 840.2458 | 19799.3162 | 3684.1501 | 0 | 0 | 401291.9568 | 21722.7528 | 3766.6191 | 1659654.6572 | B004B007 | 2 | ahuaruscu |  | 0 | 1293.2694 | 0.11572
5 | [0.0, 0.0, 0.0, 0.0, 0.0, 0.0, 0.0, 0.0, 0.0, 1.0, 1.0, 0.0, 0.0, 0.0, 0.0, 0.0] | 1208995.8101 | 450798.0496 | 1180231.3593 | 6753.3886 | 0 | 0 | 20082.5449 | 1088.2715 | 840.2458 | 19292.4993 | 4322.6028 | 0 | 0 | 401650.8983 | 21765.4301 | 3766.6191 | 1659793.8597 | B004B005 | 2 | ahuaruscu |  | 0 | 1293.2694 | 0.10913
23 | [0.0, 0.0, 0.0, 0.0, 0.0, 0.0, 1.0, 0.0, 0.0, 0.0, 1.0, 0.0, 0.0, 0.0, 0.0, 0.0] | 1209272.3373 | 450670.0374 | 1180249.7853 | 6980.5768 | 0 | 0 | 20110.1729 | 1091.5564 | 840.2458 | 19386.1059 | 3482.7255 | 0 | 0 | 402203.4587 | 21831.1282 | 3766.6191 | 1659942.3748 | B001B005 | 2 | ahuaruscu |  | 0 | 1293.2694 | 0.10961
11 | [0.0, 0.0, 0.0, 0.0, 0.0, 0.0, 0.0, 0.0, 0.0, 0.0, 1.0, 0.0, 1.0, 0.0, 0.0, 0.0] | 1210294.4787 | 450170.2477 | 1180258.3632 | 8045.0217 | 0 | 0 | 20064.6984 | 1086.1496 | 840.2458 | 19799.3162 | 3587.3515 | 0 | 0 | 401293.9687 | 21722.992 | 3766.6191 | 1660464.7264 | B005B007 | 2 | ahuaruscu |  | 0 | 1293.2694 | 0.11572
3 | [0.0, 0.0, 0.0, 0.0, 0.0, 0.0, 0.0, 0.0, 0.0, 0.0, 0.0, 0.0, 1.0, 0.0, 1.0, 0.0] | 1208956.1183 | 451840.8842 | 1180359.4669 | 6663.5238 | 0 | 0 | 20012.8918 | 1079.9899 | 840.2458 | 20855.6354 | 5360.9944 | 0 | 0 | 400257.8369 | 21599.7985 | 3766.6191 | 1660797.0026 | B007B009 | 2 | ahuaruscu |  | 0 | 1293.2694 | 0.12469
19 | [0.0, 0.0, 0.0, 0.0, 0.0, 0.0, 0.0, 0.0, 1.0, 1.0, 0.0, 0.0, 0.0, 0.0, 0.0, 0.0] | 1209995.5071 | 450869.5714 | 1180193.9221 | 7790.4743 | 0 | 0 | 20082.5882 | 1088.2766 | 840.2458 | 19292.4993 | 4393.1564 | 0 | 0 | 401651.7636 | 21765.533 | 3766.6191 | 1660865.0785 | B003B004 | 2 | ahuaruscu |  | 0 | 1293.2694 | 0.10913
27 | [0.0, 0.0, 0.0, 0.0, 0.0, 0.0, 0.0, 1.0, 0.0, 0.0, 0.0, 1.0, 0.0, 0.0, 0.0, 0.0] | 1210929.1148 | 450332.0861 | 1180179.9068 | 8757.9604 | 0 | 0 | 20064.8358 | 1086.1659 | 840.2458 | 20040.639 | 3504.7931 | 0 | 0 | 401296.7162 | 21723.3187 | 3766.6191 | 1661261.2009 | B002B006 | 2 | ahuaruscu |  | 0 | 1293.2694 | 0.11228
26 | [0.0, 0.0, 0.0, 0.0, 0.0, 0.0, 0.0, 1.0, 0.0, 0.0, 0.0, 0.0, 0.0, 0.0, 1.0, 0.0] | 1210976.0802 | 450355.6463 | 1180180.7719 | 8804.045 | 0 | 0 | 20064.8499 | 1086.1676 | 840.2458 | 20074.1703 | 3494.5073 | 0 | 0 | 401296.9974 | 21723.3521 | 3766.6191 | 1661331.7265 | B002B009 | 2 | ahuaruscu |  | 0 | 1293.2694 | 0.11575
32 | [0.0, 0.0, 0.0, 0.0, 0.0, 0.0, 0.0, 1.0, 0.0, 1.0, 0.0, 0.0, 0.0, 0.0, 0.0, 0.0] | 1210709.4662 | 451411.6109 | 1180194.3999 | 8503.4945 | 0 | 0 | 20083.0003 | 1088.3256 | 840.2458 | 20137.9873 | 4080.4855 | 0 | 0 | 401660.0059 | 21766.513 | 3766.6191 | 1662121.0771 | B002B004 | 2 | ahuaruscu |  | 0 | 1293.2694 | 0.11322
28 | [0.0, 0.0, 0.0, 0.0, 0.0, 0.0, 1.0, 1.0, 0.0, 0.0, 0.0, 0.0, 0.0, 0.0, 0.0, 0.0] | 1210985.0273 | 451317.7257 | 1180211.241 | 8731.2714 | 0 | 0 | 20110.6554 | 1091.6138 | 840.2458 | 20231.5939 | 3274.1301 | 0 | 0 | 402213.1072 | 21832.2754 | 3766.6191 | 1662302.753 | B001B002 | 2 | ahuaruscu |  | 0 | 1293.2694 | 0.1137
4 | [0.0, 0.0, 0.0, 0.0, 0.0, 0.0, 0.0, 1.0, 0.0, 0.0, 0.0, 0.0, 1.0, 0.0, 0.0, 0.0] | 1212009.7974 | 450818.95 | 1180222.2907 | 9795.8621 | 0 | 0 | 20065.1906 | 1086.2081 | 840.2458 | 20644.8043 | 3379.5522 | 0 | 0 | 401303.8119 | 21724.1624 | 3766.6191 | 1662828.7473 | B002B007 | 2 | ahuaruscu |  | 0 | 1293.2694 | 0.11982
14 | [0.0, 0.0, 0.0, 0.0, 0.0, 0.0, 0.0, 0.0, 0.0, 0.0, 0.0, 1.0, 0.0, 1.0, 0.0, 0.0] | 1212645.3968 | 451334.2272 | 1180191.6972 | 10461.9884 | 0 | 0 | 20065.2501 | 1086.2152 | 840.2458 | 21115.5657 | 3422.7367 | 0 | 0 | 401305.0018 | 21724.3038 | 3766.6191 | 1663979.6239 | B006B008 | 2 | ahuaruscu |  | 0 | 1293.2694 | 0.12126
25 | [0.0, 0.0, 0.0, 0.0, 0.0, 0.0, 0.0, 0.0, 0.0, 0.0, 0.0, 0.0, 0.0, 1.0, 1.0, 0.0] | 1212692.3322 | 451357.7332 | 1180192.5417 | 10508.0648 | 0 | 0 | 20065.2631 | 1086.2167 | 840.2458 | 21149.0971 | 3412.4209 | 0 | 0 | 401305.2614 | 21724.3347 | 3766.6191 | 1664050.0654 | B008B009 | 2 | ahuaruscu |  | 0 | 1293.2694 | 0.12472
9 | [0.0, 0.0, 0.0, 0.0, 0.0, 0.0, 0.0, 1.0, 0.0, 0.0, 1.0, 0.0, 0.0, 0.0, 0.0, 0.0] | 1211887.8671 | 452172.5667 | 1180236.7045 | 9670.1939 | 0 | 0 | 20055.6492 | 1085.0737 | 840.2458 | 21420.2248 | 4171.2657 | 0 | 0 | 401112.9837 | 21701.4734 | 3766.6191 | 1664060.4337 | B002B005 | 2 | ahuaruscu |  | 0 | 1293.2694 | 0.11919
17 | [0.0, 0.0, 0.0, 0.0, 0.0, 0.0, 0.0, 1.0, 1.0, 0.0, 0.0, 0.0, 0.0, 0.0, 0.0, 0.0] | 1212435.1189 | 452018.1686 | 1180259.6543 | 10242.1119 | 0 | 0 | 20013.093 | 1080.0138 | 840.2458 | 22155.5567 | 4233.8552 | 0 | 0 | 400261.8607 | 21600.2769 | 3766.6191 | 1664453.2875 | B002B003 | 2 | ahuaruscu |  | 0 | 1293.2694 | 0.12218
6 | [0.0, 0.0, 0.0, 0.0, 0.0, 0.0, 0.0, 0.0, 0.0, 1.0, 0.0, 0.0, 0.0, 1.0, 0.0, 0.0] | 1212425.0737 | 452399.4335 | 1180205.7204 | 10207.3361 | 0 | 0 | 20083.3984 | 1088.373 | 840.2458 | 21212.9141 | 3984.4737 | 0 | 0 | 401667.967 | 21767.4595 | 3766.6191 | 1664824.5072 | B004B008 | 2 | ahuaruscu |  | 0 | 1293.2694 | 0.1222
31 | [0.0, 0.0, 0.0, 0.0, 0.0, 0.0, 1.0, 0.0, 0.0, 0.0, 0.0, 0.0, 0.0, 1.0, 0.0, 0.0] | 1212700.4551 | 452319.0265 | 1180221.9597 | 10435.5241 | 0 | 0 | 20111.0631 | 1091.6623 | 840.2458 | 21306.5207 | 3191.3786 | 0 | 0 | 402221.263 | 21833.2451 | 3766.6191 | 1665019.4816 | B001B008 | 2 | ahuaruscu |  | 0 | 1293.2694 | 0.12268
0 | [0.0, 0.0, 0.0, 0.0, 0.0, 0.0, 0.0, 0.0, 0.0, 0.0, 0.0, 0.0, 1.0, 1.0, 0.0, 0.0] | 1213726.3686 | 451820.7056 | 1180234.0577 | 11500.204 | 0 | 0 | 20065.6038 | 1086.2572 | 840.2458 | 21719.731 | 3297.1346 | 0 | 0 | 401312.0759 | 21725.1449 | 3766.6191 | 1665547.0742 | B007B008 | 2 | ahuaruscu |  | 0 | 1293.2694 | 0.12879
10 | [0.0, 0.0, 0.0, 0.0, 0.0, 0.0, 0.0, 0.0, 0.0, 0.0, 1.0, 0.0, 0.0, 0.0, 0.0, 1.0] | 1208435.0096 | 458287.6159 | 1180178.2336 | 5783.9867 | 0 | 0 | 20495.2075 | 1137.3361 | 840.2458 | 18212.8559 | 3657.2688 | 0 | 0 | 409904.1502 | 22746.7219 | 3766.6191 | 1666722.6256 | B005B010 | 2 | ahuaruscu |  | 0 | 1293.2694 | 0.10316
8 | [0.0, 0.0, 0.0, 0.0, 0.0, 0.0, 0.0, 0.0, 0.0, 0.0, 1.0, 0.0, 0.0, 1.0, 0.0, 0.0] | 1213603.8328 | 453156.9203 | 1180247.8664 | 11374.5536 | 0 | 0 | 20056.0462 | 1085.1209 | 840.2458 | 22495.1516 | 4071.8091 | 0 | 0 | 401120.9231 | 21702.4173 | 3766.6191 | 1666760.7531 | B005B008 | 2 | ahuaruscu |  | 0 | 1293.2694 | 0.12817
18 | [0.0, 0.0, 0.0, 0.0, 0.0, 0.0, 0.0, 0.0, 0.0, 0.0, 0.0, 1.0, 0.0, 0.0, 0.0, 1.0] | 1207975.9434 | 459096.4128 | 1180277.5324 | 5225.4654 | 0 | 0 | 20495.347 | 1137.3527 | 840.2458 | 18766.6283 | 3909.1708 | 0 | 0 | 409906.9409 | 22747.0537 | 3766.6191 | 1667072.3561 | B006B010 | 2 | ahuaruscu |  | 0 | 1293.2694 | 0.10628
22 | [0.0, 0.0, 0.0, 0.0, 0.0, 0.0, 0.0, 0.0, 0.0, 0.0, 0.0, 0.0, 0.0, 0.0, 1.0, 1.0] | 1208023.0529 | 459117.3896 | 1180278.3734 | 5271.7182 | 0 | 0 | 20495.3611 | 1137.3544 | 840.2458 | 18800.1596 | 3896.3016 | 0 | 0 | 409907.2221 | 22747.0871 | 3766.6191 | 1667140.4425 | B009B010 | 2 | ahuaruscu |  | 0 | 1293.2694 | 0.10974
2 | [0.0, 0.0, 0.0, 0.0, 0.0, 0.0, 0.0, 0.0, 1.0, 0.0, 0.0, 0.0, 0.0, 1.0, 0.0, 0.0] | 1214151.2259 | 452998.2986 | 1180270.8037 | 11946.6641 | 0 | 0 | 20013.4554 | 1080.0569 | 840.2458 | 23230.4835 | 4130.9495 | 0 | 0 | 400269.1079 | 21601.1386 | 3766.6191 | 1667149.5245 | B003B008 | 2 | ahuaruscu |  | 0 | 1293.2694 | 0.13115
12 | [0.0, 0.0, 0.0, 0.0, 0.0, 0.0, 0.0, 0.0, 1.0, 0.0, 0.0, 0.0, 0.0, 0.0, 0.0, 1.0] | 1209434.9051 | 458334.7095 | 1180141.098 | 6820.9463 | 0 | 0 | 20495.2713 | 1137.3437 | 840.2458 | 18212.8559 | 3702.9343 | 0 | 0 | 409905.4265 | 22746.8736 | 3766.6191 | 1667769.6146 | B003B010 | 2 | ahuaruscu |  | 0 | 1293.2694 | 0.10316
20 | [0.0, 0.0, 0.0, 0.0, 0.0, 0.0, 0.0, 0.0, 0.0, 0.0, 0.0, 0.0, 1.0, 0.0, 0.0, 1.0] | 1209055.5606 | 459521.7246 | 1180319.5023 | 6262.7425 | 0 | 0 | 20495.678 | 1137.392 | 840.2458 | 19370.7936 | 3722.9105 | 0 | 0 | 409913.5607 | 22747.8408 | 3766.6191 | 1668577.2853 | B007B010 | 2 | ahuaruscu |  | 0 | 1293.2694 | 0.11381
15 | [0.0, 0.0, 0.0, 0.0, 0.0, 0.0, 0.0, 1.0, 0.0, 0.0, 0.0, 0.0, 0.0, 0.0, 0.0, 1.0] | 1210149.9771 | 458922.0257 | 1180142.1393 | 7534.5122 | 0 | 0 | 20495.6867 | 1137.3931 | 840.2458 | 19058.3439 | 3435.4675 | 0 | 0 | 409913.7338 | 22747.8613 | 3766.6191 | 1669072.0027 | B002B010 | 2 | ahuaruscu |  | 0 | 1293.2694 | 0.10725
21 | [0.0, 0.0, 0.0, 0.0, 0.0, 0.0, 0.0, 1.0, 0.0, 0.0, 0.0, 0.0, 0.0, 1.0, 0.0, 0.0] | 1217243.9099 | 454240.696 | 1180283.1247 | 15026.9787 | 0 | 0 | 20013.4987 | 1080.0621 | 840.2458 | 24100.0466 | 4502.8156 | 0 | 0 | 400269.9732 | 21601.2414 | 3766.6191 | 1671484.6059 | B002B008 | 2 | ahuaruscu |  | 0 | 1293.2694 | 0.13498
|  | 8491.8202 | 4977.7948 | -68.1567 | 8559.1951 | 0 | 0 | 0.69876 | 0.083081 | 0 | 4126.6371 | 835.5209 | 0 | 0 | 13.9752 | 1.6616 | 0 | 13469.615
0.8124%

## Cost distribution
Res h
opex_hex | 1072.0378
opex_CT | 2104.468
capex_pump | 5383.7573
capex_hex | 5505.0587
opex_pump | 8496.0448
capex_network | 24480.6766
opex_chiller | 28629.3664
capex_CT | 42089.3601
capex_chiller | 572587.3283
opex_heat | 2070324.293